## Summary
28.1 NCO, JUNIORS & SOLDIERS MESS
Section | Description | Amount
SUMMARY OF SCHEDULE
D | GROUND WORK | 0
E | INSITU CONCRETE/ LARGE PRECAST CONCRETE | 0
F | MASONRY | 0
H | CLADDING & COVERING | 0
J | WATERPROFING | 0
K | LINING/ SHEATHING/ DRY PARTITIONING | 0
L | WINDOWS/ DOORS/ STAIRS | 0
M | SURFACE FINISHES | 0
N | FURNITURE/ EQUIPMENT | 0
R | DISPOSAL SYSTEM
S | PIPED SUPPLY SYSTEM
U | VENTILATION/ AIR CONDITIONING SYSTEM
V | ELECTRICAL SUPPLY/ POWER LIGHTING SYSTEMS
W | COMMUNICATION/ SECURITY/ CONTROL SYSTEM
X | TRANSPORT SYSTEM | 0
| TOTAL OF SCHEDULE 28. 1 | 0
Carried forward to General Summary

## D -Ground works
28.1 NCO, JUNIORS & SOLDIERS MESS
Item | Description | Unit | Quantity | Rate | Amount
SECTION - D
GROUND WORK
D20 Excavating and Filling
Site Preparation
A | Strip surface of the site and remove stripped material from site as directed by the Engineer. | Item | 1 |  | 0
A |  |  |  |  | 0
A | Excavation |  |  |  | 0
A |  |  |  |  | 0
A | Excavate as follows commencing at general existing site level |  |  |  | 0
A |  |  |  |  | 0
B | Excavation to pits of isolated footings columns and trenches for ground beams, maximum depth not exceeding 2m, commencing at formation level; in any type of soil including levelling and compacting | m³ | 6752 |  | 0
B |  |  |  |  | 0
B | Earthwork Support |  |  |  | 0
B |  |  |  |  | 0
B | To faces of excavation |  |  |  | 0
B |  |  |  |  | 0
C | 1.00 m Maximum depth; distance between opposing faces not exceeding 2m. | Item | 1 |  | 0
C |  |  |  |  | 0
C | Filling |  |  |  | 0
C |  |  |  |  | 0
D | Filling to excavation average thickness exceeding 0.25m around the foundation pits, ground beam and trenches , deposited and compacted in 150mm layers to achieve 95% dry density to the approval of the Engineer and as specified. | m³ | 4847 |  | 0
D |  |  |  |  | 0
D | Disposal |  |  |  | 0
D |  |  |  |  | 0
E | Remove surplus excavated material from site | m³ | 1905 |  | 0
E |  |  |  |  | 0
E | Sundries |  |  |  | 0
E |  |  |  |  | 0
F | Allow for keeping the works free from water | Item | 1 |  | 0
F |  |  |  |  | 0
G | Approved anti-termite treatments | Item | 1 |  | 0
G |  |  |  |  | 0
0
0
0
0
1 |  |  |  |  | 0
GROUND WORK (Cont'd)
Dewatering
A | Allow for continuous / intermittent dewatering as required in the event of seepage of ground water. | Item | 1 |  | 0
A |  |  |  |  | 0
B | Allow for dewatering and keeping all excavations and site free from rain water and other percolating water as required. | Item | 1 |  | 0
2 |  |  |  |  | 0
GROUND WORK (Cont'd)
Addition/ Omissions/ New Items if any to be inserted here by the Contractor
Contractor to individually Specify and Itemise:
A |  |  |  |  | 0
B |  |  |  |  | 0
C |  |  |  |  | 0
D |  |  |  |  | 0
E |  |  |  |  | 0
F |  |  |  |  | 0
3 |  |  |  |  | 0
D- GROUND WORK
COLLECTION
| Total Page D/1 |  |  |  | 0
| Total Page D/2 |  |  |  | 0
| Total Page D/3 |  |  |  | 0
TOTAL OF SECTION D - GROUND WORK CARRIED TO SUMMARY |  |  |  |  | 0
0

## E - Concrete
28.1 NCO, JUNIORS & SOLDIERS MESS
Item | Description | Unit | Quantity | Rate | Amount
SECTION - E
INSITU CONCRETE/ LARGE PRECAST CONCRETE
SUB STRUCTURE
E10 MIXING/CASTING/CURING IN SITU CONCRETE
Plain insitu concrete Grade -20
A | Blinding, 75 mm thick below footings | m² | 3313 |  | 0
A |  |  |  |  | 0
B | Blinding, 75 mm thick below slab on grade, ramps and ground beams | m² | 9912 |  | 0
B |  |  |  |  | 0
C | Protection Screed, 50 mm thick footings | m² | 3660 |  | 0
C |  |  |  |  | 0
C | Reinforced insitu concrete Grade -30 |  |  |  | 0
C |  |  |  |  | 0
D | Slab on grade 150mm thick. | m³ | 1353 |  | 0
D |  |  |  |  | 0
E | Slab on grade 250mm thick. | m³ | 7 |  | 0
E |  |  |  |  | 0
F | Stairs and ramps on grade | m³ | 13 |  | 0
F |  |  |  |  | 0
F | Rate shall include include the excavation and backfilling of well compacted soil 500mm below slab on grade. |  |  |  | 0
F |  |  |  |  | 0
F | Reinforced insitu concrete Grade -50 |  |  |  | 0
F |  |  |  |  | 0
G | Footings | m³ | 2240 |  | 0
G |  |  |  |  | 0
H | Column neck | m³ | 66 |  | 0
H |  |  |  |  | 0
J | Wall neck | m³ | 95 |  | 0
J |  |  |  |  | 0
K | Ground Beams | m³ | 336 |  | 0
0
0
1 |  |  |  |  | 0
INSITU CONCRETE/ LARGE PRECAST CONCRETE (Contd.)
0
| E20 FORMWORK FOR IN SITU CONCRETE |  |  |  | 0
0
| Sawn Formwork |  |  |  | 0
A | Sides of footing | m² | 1654 |  | 0
A |  |  |  |  | 0
B | Sides of column neck | m² | 460 |  | 0
B |  |  |  |  | 0
C | Sides of ground beams | m² | 1792 |  | 0
C |  |  |  |  | 0
D | Sides of wall neck | m² | 540 |  | 0
D |  |  |  |  | 0
E | Edge of slab on grade | m | 13 |  | 0
E |  |  |  |  | 0
F | Edge of stair on grade | m | 161 |  | 0
F |  |  |  |  | 0
F | E30 REINFORCEMENT FOR IN SITU CONCRETE |  |  |  | 0
F |  |  |  |  | 0
F | High yield steel deformed bars to BS 4449 |  |  |  | 0
F |  |  |  |  | 0
G | Bars to various Diameters | t | 209.85 |  | 0
G |  |  |  |  | 0
G | Steel Fabric Reinforcement to BS 4483, (Measured with No allowance to laps).
G
H | Fabric mesh A252 in slab on grade | m² | 9016 |  | 0
H |  |  |  |  | 0
H | Waterproofing |  |  |  | 0
H |  |  |  |  | 0
J | 400 micron polyethylene protective sheets under ground slab and ramp | m² | 9112 |  | 0
J |  |  |  |  | 0
K | Apply water proofing( Bituthene 8000 HC membrane system) to ground beams, footings, substructure columns, block work & ground water tank as per specification | m² | 10386 |  | 0
K |  |  |  |  | 0
L | 4 mm Protection Board as specified (4mm Thick Bitumen impregnated fibre protection board) | m² | 6746 |  | 0
2 |  |  |  |  | 0
INSITU CONCRETE/ LARGE PRECAST CONCRETE (Cont'd)
SUPER STRUCTURE
E10 Mixing/Casting/Curing In Situ Concrete
Reinforced insitu concrete Grade -40 as per drawings and specification.
A | In slabs | m³ | 2015 |  | 0
A |  |  |  |  | 0
B | In columns | m³ | 521 |  | 0
B |  |  |  |  | 0
C | In beams | m³ | 1132 |  | 0
C |  |  |  |  | 0
D | In walls | m³ | 523 |  | 0
D |  |  |  |  | 0
E | In staircases | m³ | 166 |  | 0
E |  |  |  |  | 0
E | E20 Formwork For In Situ Concrete |  |  |  | 0
E |  |  |  |  | 0
F | To edges of the slabs | m | 298 |  | 0
F |  |  |  |  | 0
G | To soffits of slabs | m² | 11305 |  | 0
G |  |  |  |  | 0
H | To sides and soffits of beams | m² | 7610 |  | 0
H |  |  |  |  | 0
J | To sides of walls | m² | 2733 |  | 0
J |  |  |  |  | 0
K | To sides of columns | m² | 3673 |  | 0
K |  |  |  |  | 0
L | To angle and landing soffit of Staircase | m² | 220 |  | 0
L |  |  |  |  | 0
M | Edge of landing,slope and risers | m | 1370 |  | 0
M |  |  |  |  | 0
M | E30 Reinforcement For In Situ Concrete |  |  |  | 0
M |  |  |  |  | 0
M | High yield steel deformed bars to BS 4449 |  |  |  | 0
M |  |  |  |  | 0
N | Bars to various Diameters | t | 573.46 |  | 0
3 |  |  |  |  | 0
INSITU CONCRETE/ LARGE PRECAST CONCRETE (Cont'd)
Sundries
A | Allowance for expansion and construction joints | Item | 1 |  | 0
A |  |  |  |  | 0
B | Crack control joint | m | 227 |  | 0
B |  |  |  |  | 0
B |  |  |  |  | 0
A |  |  |  |  | 0
0
0
0
0
0
0
0
0
0
0
0
0
0
0
0
0
0
0
0
0
0
0
0
0
0
0
0
0
0
0
0
0
0
0
0
0
0
0
0
0
4 |  |  |  |  | 0
INSITU CONCRETE/ LARGE PRECAST CONCRETE (Cont'd)
Addition/ Omissions/ New Items if any to be inserted here by the Contractor
Contractor to individually Specify and Itemise:
A
B
C
D
E
F
5 |  |  |  |  | 0
E- INSITU CONCRETE/ LARGE PRECAST CONCRETE
COLLECTION
| Total Page E/1 |  |  |  | 0
| Total Page E/2 |  |  |  | 0
| Total Page E/3 |  |  |  | 0
| Total Page E/4 |  |  |  | 0
| Total Page E/5 |  |  |  | 0
TOTAL OF SECTION E - INSITU CONCRETE/ LARGE PRECAST CONCRETE CARRIED TO SUMMARY |  |  |  |  | 0
0

## F-Masonry
28.1 NCO, JUNIORS & SOLDIERS MESS
Item | Description | Unit | Quantity | Rate | Amount
SECTION F
MASONRY
F10 Brick/Block Walling
SUPERSTRUCTURE
Precast concrete non load bearing block work including bedding and jointing in Class 2 cement sand mortar; with and including making allowances for cavity as specified in the Architectural drawings; cavity to be filled with thermal and sound insulation where necessary
A | 100mm thick hollow block work; as per the drawings and specification, Type (W01). | m² | 389 |  | 0
A |  |  |  |  | 0
B | 100mm thick hollow block work 1 hr. fire rated; as per the drawings and specification, Type (W02). | m² | 435 |  | 0
B
C | 100mm thick solid block work; as per the drawings and specification, Type (W03). | m² | 468 |  | 0
C |  |  |  |  | 0
D | 100mm thick solid block work 1 hr. fire rated; as per the drawings and specification, TYPE (W04) | m² | 165 |  | 0
D
E | 200mm thick hollow block work; as per the drawings and specification, Type (W05). | m² | 5680 |  | 0
E |  |  |  |  | 0
F | 200mm thick hollow block work 1 hr. fire rated; as per the drawings and specification, Type (W06). | m² | 4110 |  | 0
F |  |  |  |  | 0
G | 200mm thick solid block work; as per the drawings and specification, Type (W07). | m² | 2033 |  | 0
G |  |  |  |  | 0
H | 200mm thick hollow block work 2 hr. fire rated; as per the drawings and specification, Type (W09). | m² | 414 |  | 0
H |  |  |  |  | 0
J | 200mm thick solid block work 2 hour fire rated; as per the drawings and specification, Type (W10). | m² | 49 |  | 0
J
K | 150mm thick. Autoclaved aerated cellular concrete block work; as per the drawing and specifications, Type (W21) | m² | 322
K
L | 100mm thick solid block work 2 hr. fire rated; as per the drawings and specification, TYPE (W29) | m² | 659 |  | 0
L
Page F/1 Total Carried To Section F Collection |  |  |  |  | 0
MASONRY (CONT'D)
A | 450mm thick cavity block work comprising 200mm thick autoclaved aerated cellular concrete blocks, 100mm air gap & 150mm thick autoclaved aerated cellular concrete blocks; as per the drawings and specification | m² | 2808
A
B | 450mm thick cavity block work comprising 200mm thick autoclaved aerated cellular concrete blocks, 100mm air gap & 150mm thick autoclaved aerated cellular concrete blocks 1 hr fire rated; as per the drawings and specification | m² | 286
B
B | Sundries |  |  |  | 0
B |  |  |  |  | 0
C | Forming cavities in hollow wall 100 mm wide; cavity wall tie; rigid sheet insulation | m² | 3094 |  | 0
C |  |  |  |  | 0
D | Cavity insulation; as specified | m² | 3094 |  | 0
D |  |  |  |  | 0
E | Joints reinforcement; 20mm wide | Item | 1 |  | 0
E |  |  |  |  | 0
E |  |  |  |  | 0
E | F31 Precast Concrete sills/lintels/Copings/Features |  |  |  | 0
E
E | Precast concrete; standards or stock pattern units with and including bearing on block work/concrete to approved specification
E
E | Lintels
E
E | clear span up to 1m
E
F | 150 X 200mm | m | 1
F
G | 200 X 200mm | m | 91
G
H | 300 X 200mm | m | 5
H
J | 450 X 200mm | m | 4
J
J | clear span 1-2m
J
K | 200 X 200mm | m | 134
K
L | 450 X 200mm | m | 40
L
L | clear span 2-4m
L
M | 200 X 400mm | m | 3
M
M
M
M
M
M
Page F/2 Total Carried To Section F Collection |  |  |  |  | 0
MASONRY (CONT'D)
Sills
clear span 1-2m
A | 200 X 200mm | m | 2
A
A | clear span 2-4m
A
B | 200 X 400mm | m | 3
B
B
Page F/3 Total Carried To Section F Collection |  |  |  |  | 0
MASONRY (CONT'D)
Additions / Omissions / New Items if any to be inserted here by the Contractor
Contractor to individually Specify and Itemise:
A |  |  |  |  | 0
B |  |  |  |  | 0
C |  |  |  |  | 0
D |  |  |  |  | 0
E |  |  |  |  | 0
F |  |  |  |  | 0
Page F/4 Total Carried To Section F Collection |  |  |  |  | 0
F- MASONRY
COLLECTION
| Total Page F/1 |  |  |  | 0
| Total Page F/2 |  |  |  | 0
| Total Page F/3 |  |  |  | 0
| Total Page F/4 |  |  |  | 0
TOTAL OF SECTION F - MASONRY CARRIED TO SUMMARY |  |  |  |  | 0
0

## H-Cladding&Covering
28.1 NCO, JUNIORS & SOLDIERS MESS
Item | Description | Unit | Quantity | Rate | Amount
SECTION H
CLADDING/ COVERING
H31 Metal Profiled / Flat Sheet Cladding/Covering/Siding
0
| Steel shed; comprising Polyurethane coated steel post, steel section frame including fittings and fixings; SDC aluminum roofing sheet complete; as specified and shown on Dwg (GI - 8317) details No (4) |  |  |  | 0
0
A | Steel shed at Roof | m² | 105 |  | 0
A |  |  |  |  | 0
A | Sandwich panel for shaft cover as per detail (1) drawing. (GI-8317) |  |  |  | 0
A |  |  |  |  | 0
B | 2050 x 4450mm | nr | 2 |  | 0
B |  |  |  |  | 0
C | 300 x 200mm | nr | 2 |  | 0
C |  |  |  |  | 0
D | 450 x 1500mm | nr | 1 |  | 0
D |  |  |  |  | 0
E | 450 x 500mm | nr | 1 |  | 0
E |  |  |  |  | 0
F | 500 x 500mm | nr | 1 |  | 0
F |  |  |  |  | 0
G | 550 x 1000mm | nr | 1 |  | 0
G |  |  |  |  | 0
H | 550 x 800mm | nr | 2 |  | 0
H |  |  |  |  | 0
J | 650 x 2350mm | nr | 1 |  | 0
J |  |  |  |  | 0
K | 700 x 1000mm | nr | 1 |  | 0
K |  |  |  |  | 0
L | 700 x 1350mm | nr | 1 |  | 0
L |  |  |  |  | 0
M | 700 x 1550mm | nr | 1 |  | 0
M |  |  |  |  | 0
N | 700 x 1650mm | nr | 1 |  | 0
N |  |  |  |  | 0
P | 750 x 1400mm | nr | 1 |  | 0
P |  |  |  |  | 0
Q | 750 x 1700mm | nr | 1 |  | 0
Q |  |  |  |  | 0
R | 850 x 1350mm | nr | 2 |  | 0
R |  |  |  |  | 0
S | 850 x 1750mm | nr | 1 |  | 0
0
Page H/1 Total Carried To Section H Collection
CLADDING/ COVERING (CONT'D)
A | 850 x 2100mm | nr | 2 |  | 0
A |  |  |  |  | 0
B | 850 x 2350mm | nr | 1 |  | 0
B |  |  |  |  | 0
C | 850 x 850mm | nr | 1 |  | 0
C |  |  |  |  | 0
D | 900 x 1350mm | nr | 1 |  | 0
D |  |  |  |  | 0
E | 900 x 1900mm | nr | 1 |  | 0
E
0
0
0
0
0
0
0
0
0
0
0
0
0
0
0
Page H/2 Total Carried To Section H Collection |  |  |  |  | 0
CLADDING/ COVERING (CONT'D)
Additions / Omissions / New Items if any to be inserted here by the Contractor
Contractor to individually Specify and Itemise:
A |  |  |  |  | 0
B |  |  |  |  | 0
C |  |  |  |  | 0
D |  |  |  |  | 0
E |  |  |  |  | 0
F |  |  |  |  | 0
Page H/3 Total Carried To Section H Collection |  |  |  |  | 0
H - CLADDING/ COVERING
COLLECTION
| Total Page H/1 |  |  |  | 0
| Total Page H/2 |  |  |  | 0
Total Page H/3
TOTAL OF SECTION H - CLADDING/ COVERING CARRIED TO SUMMARY |  |  |  |  | 0

## J-Waterproofing
28.1 NCO, JUNIORS & SOLDIERS MESS
Item | Description | Unit | Quantity | Rate | Amount
SECTION J
WATERPROOFING
J10 Specialist waterproof rendering
Cementitious coat
A | For toilets & kitchens (Floor & walls areas) | m² | 1354 |  | 0
A |  |  |  |  | 0
A | J41 Built Up Felt Roof Covering |  |  |  | 0
A |  |  |  |  | 0
A | Build up roof covering system comprising 50mm thick sprayed applied polyurethane foam; liquid UV protection coat; geotextile filter membrane including edge retaining profiles, edge trims, flashing to edges, angle fillets and restraint angles; white colour waterproof acrylic resin coating; complete installation in accordance to the detail drawing GI-8303,detail -2 and specification provided. |  |  |  | 0
A |  |  |  |  | 0
B | Roof covering laid to falls, cross-falls or slopes not exceeding 10 degrees from horizontal | m² | 7629 |  | 0
Page J/1 Total Carried To Section J Collection |  |  |  |  | 0
WATERPROOFING (CONT'D)
Additions / Omissions / New Items if any to be inserted here by the Contractor
Contractor to individually Specify and Itemise:
A |  |  |  |  | 0
B |  |  |  |  | 0
C |  |  |  |  | 0
D |  |  |  |  | 0
E |  |  |  |  | 0
F |  |  |  |  | 0
Page J/2 Total Carried To Section J Collection |  |  |  |  | 0
J - WATERPROOFING
COLLECTION
| Total Page J/1 |  |  |  | 0
| Total Page J/2 |  |  |  | 0
TOTAL OF SECTION J - WATERPROOFING CARRIED TO SUMMARY |  |  |  |  | 0

## K-Lining&Sheathing
28.1 NCO, JUNIORS & SOLDIERS MESS
Item | Description | Unit | Quantity | Rate | Amount
SECTION K
LININGS/ SHEATHING/ DRY PARTITIONING
K10 Plasterboard Dry Linings/Partitions/Ceilings
Metal Stud Partition; including angles to partitions, abutments, insulation, crosses , fair ends, movement joints and the like, support plates and ply inserts, additional timbers (COMPLETE INSTALLATION)
Proprietary partitions
Proprietary wall lining system on metal studs; including angles to partitions, abutments, insulation, crosses , fair ends, movement joints and the like, support plates and ply inserts, additional timbers (COMPLETE INSTALLATION)
A | HPL partitions wall system (including doors) as per dwg (GI-8322) | m² | 199 |  | 0
A |  |  |  |  | 0
B | Gypsum board partition wall; Type W13 as per DWG (GI-8310) detail (4) | m² | 199 |  | 0
B |  |  |  |  | 0
B | K40 Demountable Suspended Ceilings |  |  |  | 0
B |  |  |  |  | 0
B | Suspended ceilings, obstructed by integral services |  |  |  | 0
B |  |  |  |  | 0
B | Plasterboard; Casoline MF suspended ceiling; obstructed by integral services, including bulkheads where necessary |  |  |  | 0
B
C | Gypsum board suspended ceiling , work as per the drawings and specification, Type (C2) | m² | 4975 |  | 0
C |  |  |  |  | 0
D | Mineral fiber tiles 600 x 600 mm, work as per the drawings and specification, Type (C3) | m² | 258
D
E | Mineral fiber tiles 600 x 1200 mm, work as per the drawings and specification, Type (C4) | m² | 4386
E
F | Moisture resistant gypsum board, work as per the drawings and specification, Type (C5) | m² | 603 |  | 0
F |  |  |  |  | 0
G | Perforated acuostical aluminium tiles 600 x 600 mm, work as per the drawings and specification, Type (C8) | m² | 5351 |  | Deleted
G |  |  |  |  | 0
H | External cement board suspended ceiling, work as per detail (6) dwg (GI-8007) | m² | 26 |  | 0
H |  |  |  |  | 0
J | Aluminium tiles 600 x 600 mm,as per the drawings and specification, Type (C19) | m² | 2499
J
D
Page K/1 Total Carried To Section K Collection |  |  |  |  | 0
LININGS/ SHEATHING/ DRY PARTITIONING (CONT'D)
0
A | 600 x 600mm access panel as per detail (9) dwg (GI-8311) | nr | 10 |  | 0
A |  |  |  |  | 0
B | 100mm height Gypsum Board bulkhead | m | 1820 |  | 0
B |  |  |  |  | 0
C | 1800mm height Gypsum Board bulkhead | m | 43 |  | 0
C |  |  |  |  | 0
D | 2000mm height Gypsum Board bulkhead | m | 43 |  | 0
D
D | Sundries |  |  |  | 0
D |  |  |  |  | 0
E | Allow for fixings at MEP shaft as per Detail (4), DWG (GI-8311) | Item | 1 |  | 0
E |  |  |  |  | 0
F | Allow for forming access panel as per Detail (9), DWG (GI-8311) | Item | 1 |  | 0
F |  |  |  |  | 0
F | K41 Raised Access Floors |  |  |  | 0
F |  |  |  |  | 0
F | Raised flooring system; laid on or fixed to concrete floor |  |  |  | 0
F |  |  |  |  | 0
G | Raised Flooring as per detail no (5), dwg (GI-8304) and specification | m² | 115 |  | 0
G
G
G
G
G
Page K/2 Total Carried To Section K Collection |  |  |  |  | 0
LININGS/ SHEATHING/ DRY PARTITIONING (CONT'D)
Additions / Omissions / New Items if any to be inserted here by the Contractor
Contractor to individually Specify and Itemise:
A |  |  |  |  | 0
B |  |  |  |  | 0
C |  |  |  |  | 0
D |  |  |  |  | 0
E |  |  |  |  | 0
F |  |  |  |  | 0
Page K/3 Total Carried To Section K Collection |  |  |  |  | 0
K - LININGS/ SHEATHING/ DRY PARTITIONING
COLLECTION
Total Page K/1
Total Page K/2
Total Page K/3
TOTAL OF SECTION K - LININGS/ SHEATHING/ DRY PARTITIONING CARRIED TO SUMMARY |  |  |  |  | 0
0

## L-Windows&Doors
28.1 NCO, JUNIORS & SOLDIERS MESS
Item | Description | Unit | Quantity | Rate | Amount
SECTION - L
WINDOWS/DOORS/ STAIRS
L10 Windows/Rooflights/Screens/Louvres
Note: Powder Coated aluminium sections as specified Colour to be as per approval of Engineer.
All work shall confirm to Drawings and specifications complete with sub frame , all accessories including ironmongery , neoprene gaskets, fixings, glazing, sealing with mastic, packings and finishes.
Glazed Windows comprising of Aluminium frame with PVDF coating finish; glass panels, ironmongeries, including subframes, bedding, pointing, glazing gaskets and beads, fittings, fixing and accessories, building in lintels and sills as required, etc as specified and indicated on Drawings DWG-GI-7011
A | Type 11: 1800 x 1200mm overall size | nr | 1 |  | 0
A |  |  |  |  | 0
B | Type 11: 2800 x 1200mm overall size | nr | 1 |  | 0
B |  |  |  |  | 0
B | Glazed Elevation comprising of Aluminium frame with PVDF coating finish; glass panels, ironmongeries, including subframes, bedding, pointing, glazing gaskets and beads, fittings, fixing and accessories, building in lintels and sills as required, etc as specified and indicated on Drawings DWG-AR-7001
B
C | Type 1, 42550 x 13600 overall size | nr | 1 |  | 0
C
D | Type 2, 1800 x 1350 overall size | nr | 14 |  | 0
0
1
WINDOWS/ DOORS/ STAIRS (Cont'd)
L20 DOORS/SHUTTERS/HATCHES
Glazed Door
All work shall confirm to Drawings and specifications complete with sub frame , all accessories including ironmongery , neoprene gaskets, fixings, glazing, sealing with mastic, packings and finishes.
| Glazed Door comprising of Aluminium frame with PVDF coating finish (if required); glass panels, ironmongeries, including subframes, bedding, pointing, glazing gaskets and beads, fittings, fixing and accessories, building in lintels and sills as required, etc as specified and indicated on Drawings DWG (GI-7001-7004) |  |  |  | 0
0
A | Type 53, 1800 x 2200 overall size; with access control | nr | 16 |  | 0
A
A | Fire rating ; 45minutes |  |  |  | 0
A |  |  |  |  | 0
B | Type 53; 1800 x 2200mm overall size | nr | 4 |  | 0
0
2
WINDOWS/ DOORS/ STAIRS (Cont'd)
Timber Doors
Note :
All Wood for door frames and doors must be treated against decay and termite. Allowance should be made for providing necessary sub frame where necessary.
45mm thick solid timber door comprising of 1.5mm thick wooden faces as specified, including wooden frame, approved non-combustible thermal insulating material, ironmongeries, building in lintels and sills as required, decoration, vertical stiffeners, fasteners and accessories etc as specified and indicated on Drawing GI - 7001
Non Fire-rated
A | Type 1; 800 x 2200mm Overall Size | nr | 8 |  | 0
A |  |  |  |  | 0
B | Type 1; 1000 x 2200mm Overall Size | nr | 11 |  | 0
B |  |  |  |  | 0
C | Type 3; 1500 x 2200mm Overall Size | nr | 9 |  | 0
C
D | Type 7; 1800 x 2200mm Overall Size | nr | 1 |  | Deleted
D |  |  |  |  | 0
E | Type 18; 1500 x 2200mm overall size | nr | 1 |  | 0
E |  |  |  |  | 0
F | Type 19; 1000 x 2200mm overall size | nr | 10 |  | 0
F |  |  |  |  | 0
F | Fire rating ; 45minutes |  |  |  | 0
F |  |  |  |  | 0
G | Type 1; 1000 x 2200mm overall size | nr | 1 |  | Deleted
G
H | Type 3; 1500 x 2200mm overall size | nr | 1 |  | 0
H
J | Type 3; 1800 x 2200mm overall size | nr | 4 |  | Deleted
J
K | Type 7; 1800 x 2200mm overall size | nr | 3 |  | Deleted
K
L | Type 18; 1800 x 2200mm overall size | nr | 4 |  | Deleted
0
3
WINDOWS/ DOORS/ STAIRS (Cont'd)
Steel door
Steel door; including door frames, sub frames, lipping, finishes, ironmongery; in accordance with specifications and drawings (COMPLETE INSTALLATION)
Electrostatic powder coated steel doors and frames as specified Colour to be as per approval of Engineer.
45mm thick hollow metal door painted finished comprising of 1.5mm thick galvanized steel plate faces as specified, including steel frame, approved non-combustible thermal insulating material, ironmongeries, building in lintels and sills as required, decoration, vertical stiffeners, fasteners and accessories etc as specified and indicated on Drawing GI - 7002
Non Fire-rated
A | Type 22; 1000 x 2200mm overall size | nr | 2 |  | 0
A |  |  |  |  | 0
B | Type 22; 1100 x 2200mm overall size | nr | 2 |  | Deleted
B |  |  |  |  | 0
C | Type 23; 1800 x 2200mm overall size | nr | 4
C
D | Type 24; 900 x 2200mm overall size | nr | 2 |  | Deleted
D |  |  |  |  | 0
E | Type 24; 1100 x 2200mm overall size | nr | 2 |  | Deleted
E |  |  |  |  | 0
F | Type 24; 1000 x 2200mm overall size | nr | 1
F
G | Type 25; 1800 x 2200mm overall size | nr | 4 |  | Deleted
G |  |  |  |  | 0
H | Type 44; 600 x 2000mm overall size | nr | 12 |  | Deleted
H |  |  |  |  | 0
J | Type 61; 1000 x 2200mm overall size | nr | 1
J
J | Fire rating ; 45minutes |  |  |  | 0
J |  |  |  |  | 0
K | Type 22; 800 x 2200mm overall size | nr | 4 |  | Deleted
K |  |  |  |  | 0
L | Type 22; 1000 x 2200mm overall size | nr | 12 |  | 0
L |  |  |  |  | 0
M | Type 22; 1100 x 2200mm overall size | nr | 2
M
N | Type 24; 900 x 2200mm overall size | nr | 2 |  | Deleted
N |  |  |  |  | 0
P | Type 24; 1000 x 2200mm overall size | nr | 2 |  | 0
P |  |  |  |  | 0
Q | Type 24; 1100 x 2200mm overall size | nr | 4 |  | Deleted
Q |  |  |  |  | 0
R | Type 29; 1800 x 2200mm overall size | nr | 12
R
S | Type 52; 1000 x 2200mm overall size | nr | 1 |  | Deleted
S |  |  |  |  | 0
T | Type 56; 1200 x 2200mm overall size | nr | 1 |  | Deleted
T
U | Type 56; 1000 x 2200mm overall size | nr | 1
U
4 |  |  |  |  | 0
WINDOWS/ DOORS/ STAIRS (Cont'd)
| Fire rating ; 60minutes |  |  |  | 0
0
A | Type 20; 1100 x 2200mm overall size | nr | 4 |  | Deleted
A |  |  |  |  | 0
B | Type 21; 1800 x 2200mm overall size | nr | 16 |  | Deleted
B |  |  |  |  | 0
C | Type 22; 1100 x 2200mm overall size | nr | 4
C
D | Type 23; 1800 x 2200mm overall size | nr | 4
D
E | Type 24; 900 x 2200mm overall size | nr | 2 |  | Deleted
E |  |  |  |  | 0
F | Type 24; 1100 x 2200mm overall size | nr | 4 |  | Deleted
F |  |  |  |  | 0
G | Type 25; 1800 x 2200mm overall size | nr | 4 |  | Deleted
G |  |  |  |  | 0
G | Fire rating ; 90minutes |  |  |  | 0
G |  |  |  |  | 0
H | Type 22; 1000 x 2200mm overall size | nr | 4 |  | 0
H |  |  |  |  | 0
J | Type 22; 1200 x 2200mm overall size | nr | 1
J
K | Type 24; 1000 x 2200mm overall size | nr | 3 |  | Deleted
K |  |  |  |  | 0
K | 45mm thick hollow metal door painted finished comprising of 1.5mm thick galvanized steel plate face and one wooden face finish as specified, including steel frame, approved non-combustible thermal insulating material, ironmongeries, decoration, vertical stiffeners, fasteners and accessories etc as specified and indicated on Drawing GI - 7002 & 7003
K
K | Non Fire-rated
K
L | Type 24; 1000 x 2200mm overall size | nr | 3
L
M | Type 24; 1100 x 2200mm overall size | nr | 2
M
N | Type 44; 600 x 2000mm overall size | nr | 12
N
N | Fire rating ; 45minutes
N
P | Type 24; 800 x 2200mm overall size | nr | 4
P
Q | Type 24; 900 x 2200mm overall size | nr | 2
Q
R | Type 24; 1000 x 2200mm overall size | nr | 11
R
S | Type 24; 1100 x 2200mm overall size | nr | 2
S
T | Type 52; 1000 x 2200mm overall size | nr | 1
T
T
T
0
4 |  |  |  |  | 0
WINDOWS/ DOORS/ STAIRS (Cont'd)
Fire rating ; 60minutes
A | Type 24; 900 x 2200mm overall size | nr | 2
A
B | Type 24; 1100 x 2200mm overall size | nr | 4
B
C | Type 24; 1800 x 2200mm overall size | nr | 10
C
D | Type 25; 1800 x 2200mm overall size | nr | 6
D
D | Fire rating ; 90minutes
D
E | Type 24; 1000 x 2200mm overall size | nr | 2
E
E | Roller shutter door consisting steel frame, approved non-combustible thermal insulating material, ironmongeries, building in lintels and sills as required, decoration, vertical stiffeners, fasteners and accessories etc as specified and indicated on Drawing GI - 7004 |  |  |  | 0
E |  |  |  |  | 0
F | Steel roll-up shutter door; Overall size 1000x2200mm high, for MCC/LCP cabinets | nr | 2 |  | Deleted
F |  |  |  |  | 0
G | Steel roll-up shutter door; Overall size 1650x2200mm high, for MCC/LCP cabinets | nr | 1 |  | Deleted
G |  |  |  |  | 0
H | Steel roll-up shutter door; Overall size 2400x2200mm high, for MCC/LCP cabinets | nr | 4 |  | Deleted
H |  |  |  |  | 0
J | Steel roll-up shutter door; Overall size 3200x2200mm high, for MCC/LCP cabinets | nr | 1 |  | Deleted
J |  |  |  |  | 0
K | Steel roll-up shutter door; Overall size 4000x2200mm high, for MCC/LCP cabinets | nr | 1 |  | Deleted
K |  |  |  |  | 0
L | Steel roll-up shutter door; Overall size 4450x2200mm high, for MCC/LCP cabinets | nr | 2 |  | Deleted
L |  |  |  |  | 0
M | Type 61; Overall size 4400 x 2200mm | nr | 10
M
M
0
0
0
5 |  |  |  |  | 0
WINDOWS/ DOORS/ STAIRS (Cont'd)
Additions / Omissions / New Items if any to be inserted here by the Contractor
Contractor to individually Specify and Itemise:
A
B
C
D
E
F
6 |  |  |  |  | 0
L - WINDOWS/ DOORS/ STAIRS
COLLECTION
Total Page L/1
Total Page L/2
Total Page L/3
| Total Page L/4 |  |  |  | 0
| Total Page L/5 |  |  |  | 0
Total Page L/6
Total Page L/7
TOTAL OF SECTION L - WINDOWS/ DOORS/ STAIRS CARRIED TO SUMMARY |  |  |  |  | 0

## M-Surface Finishes
28.1 NCO, JUNIORS & SOLDIERS MESS
Item | Description | Unit | Quantity | Rate | Amount
SECTION M
SURFACE FINISHES
M10 Cement: Sand/Concrete Screeds/Toppings
100 mm thick cement - sand screeded bed
A | Average 100mm thick fiber reinforced screed laid to fall and cross falls towards the nearest rain water outlets as per detail (2) dwg. (GI-8303) (for roof) | m² | 7629 |  | 0
A |  |  |  |  | 0
B | Fibre reinforced screed, 100 mm thick | m² | 12252 |  | 0
B |  |  |  |  | 0
C | Cement base 100 mm high, type (B4) | m | 1245.6 |  | 0
C |  |  |  |  | 0
C | M20 Plastered/Rendered/Roughcast Coatings |  |  |  | 0
C |  |  |  |  | 0
C | Cement and sand render |  |  |  | 0
C |  |  |  |  | 0
D | Internal walls plaster, 15 mm thick | m² | 18250 |  | 0
D |  |  |  |  | 0
E | Internal walls backing to receive tiles, 15 mm thick | m² | 3951 |  | 0
E |  |  |  |  | 0
F | Internal ceiling plaster, 15 mm thick | m² | 1609 |  | 0
F |  |  |  |  | 0
G | External cement plaster and backing, plain finish, including 50mm groove, cementitious waterproofing and water repellent and all other accessories for complete installation | m² | 8516 |  | 0
G |  |  |  |  | 0
G | M40 Stone/Concrete/Quarry/Ceramic/ |  |  |  | 0
G | Porcelain Tiling/Mosaic |  |  |  | 0
G |  |  |  |  | 0
G | Ceramic tiles
G
H | Floors; non slippery ceramic tiles 200 x 200mm, type (F5) | m² | 158 |  | 0
H
J | Walls; Ceramic tiles 200x200 mm, type (W9) | m² | 196 |  | 0
J |  |  |  |  | 0
0
Page M/1 Total Carried To Section M Collection |  |  |  |  | 0
SURFACE FINISHES (CONT'D)
| Porcelain tiles |  |  |  | 0
0
A | Floors; non slippery porcelain tiles 600x600mm, type (F1) | m² | 9532 |  | 0
A |  |  |  |  | 0
B | Floors; non slippery porcelain tiles 300x300mm, type (F2) | m² | 1355 |  | 0
B |  |  |  |  | 0
C | Walls; polished porcelain tiles 300x300 mm, type (W1) | m² | 3755 |  | 0
C |  |  |  |  | 0
D | Skirting; porcelain base 100 mm high, type (B1) | m | 1741 |  | 0
D
D | Engineered stone
D
E | Engineered stone threshold 100 mm wide as per dwg (GI-8001,8305,8306 & 8321) | m | 74 |  | 0
E |  |  |  |  | 0
F | Engineered stone threshold 100 mm wide as per dwg (GI-8322) | m | 5 |  | 0
F |  |  |  |  | 0
G | Engineered stone threshold 200 mm wide as per dwg (GI-8001,8305,8306 & 8321) | m | 105 |  | 0
G |  |  |  |  | 0
H | Engineered stone threshold 300 mm wide as per dwg (GI-8001,8305,8306 & 8321) | m | 16 |  | 0
H |  |  |  |  | 0
J | Engineered stone, for stair and ramp as per detail (1) dwg (GI-8312) and specifications | m² | 495 |  | 0
J |  |  |  |  | 0
K | Anti-slippery engineered stone with hammered strips, for stair and ramp as per dwg (GI-8312) and specifications | m² | 19 |  | 0
K |  |  |  |  | 0
K | Granite |  |  |  | 0
K |  |  |  |  | 0
L | Granaite base; externally as per detail (4), DWG (GI-8303) | m² | 270 |  | 0
0
0
0
Page M/2 Total Carried To Section M Collection |  |  |  |  | 0
SURFACE FINISHES (CONT'D)
0
| M50 Rubber/Plastic/Cork/Lino/Carpet Tiling/Sheeting |  |  |  | 0
0
| Vinyl tiles; fixing with adhesives in accordance with manufacturer's recommendation |  |  |  | 0
0
A | Anti-static Vinyl Tiles on raised floor TYPE (F6) | m² | 32 |  | 0
A |  |  |  |  | 0
B | Anti-static-Dispative Vinyl Tiles on Screed, Type (F47) | m² | 86
B
C | Vinyl base 100 mm height, TYPE (B5) | m | 127 |  | 0
C |  |  |  |  | 0
C | M60 Painting/Clear Finishing |  |  |  | 0
C |  |  |  |  | 0
C | Painting |  |  |  | 0
C |  |  |  |  | 0
C | General surfaces |  |  |  | 0
C |  |  |  |  | 0
D | Internal washable acrylic emulsion paint on cement plaster for internal walls, type (W2) | m² | 18250 |  | 0
D |  |  |  |  | 0
E | Internal washable acrylic emulsion paint on cement plaster for internal ceiling, type (C1) | m² | 1609 |  | 0
E |  |  |  |  | 0
F | Internal washable acrylic emulsion paint on gypsum board for internal ceiling, type (C2) | m² | 3517 |  | 0
F |  |  |  |  | 0
G | Internal washable acrylic emulsion paint on Moisture Resistant gypsum board for internal ceiling, type (C5) | m² | 862 |  | 0
G |  |  |  |  | 0
H | Internal washable acrylic emulsion paint on fair face concrete for internal ceiling, type (C13) | m² | 106 |  | 0
H |  |  |  |  | 0
J | Internal washable acrylic emulsion paint on gypsum board for bulk head | m² | 345 |  | 0
J |  |  |  |  | 0
K | Acrylic paint on external cement board ceiling. | m² | 26 |  | 0
K |  |  |  |  | 0
L | Acrylic paint on external ceiling plaster. | m² | 43 |  | 0
L |  |  |  |  | 0
M | Acrylic paint on external walls plaster. | m² | 7711 |  | 0
0
0
Page M/3 Total Carried To Section M Collection |  |  |  |  | 0
SURFACE FINISHES (CONT'D)
0
| Painting concrete |  |  |  | 0
0
| General surfaces; floors |  |  |  | 0
0
| Epoxy & Polyurethane |  |  |  | 0
0
A | Non slip polyurethane coating on structural slab; (Ramp & Stairs) | m² | 1074 |  | 0
A |  |  |  |  | 0
B | Epoxy coating on screed; type (F14) | m² | 1089 |  | 0
B |  |  |  |  | 0
C | Epoxy coating on structural slab | m² | 381 |  | 0
C |  |  |  |  | 0
D | Epoxy coating on structural slab; (Stairs) | m² | 706 |  | 0
0
0
0
0
0
0
0
Page M/4 Total Carried To Section M Collection |  |  |  |  | 0
SURFACE FINISHES (CONT'D)
Additions / Omissions / New Items if any to be inserted here by the Contractor
Contractor to individually Specify and Itemise:
A
B
C
D
E
F
Page M/5 Total Carried To Section M Collection |  |  |  |  | 0
M - SURFACE FINISHES
COLLECTION
Total Page M/1
Total Page M/2
Total Page M/3
Total Page M/4
Total Page M/5
TOTAL OF SECTION M - SURFACE FINISHES CARRIED TO SUMMARY |  |  |  |  | 0
0

## N-Furniture&Equipment
28.1 NCO, JUNIORS & SOLDIERS MESS
Item | Description | Unit | Quantity | Rate | Amount
SECTION N
FURNITURE/ EQUIPMENT
N10 General fixtures/furnishings/equipment
Supply, delivery and installation of FF and E, complete and as specified and shown on drawings
Furniture
A | Custom made Reception counter; 2500x600x1100mm overall size, comprising MDF lacquered panels finished on all exposed surfaces with paint finish,Honeycomb sheet, solid wood skirting and lipping, fixed cabinets, soft wood structure, paint, ironmongery, fittings and fixings; complete as per ID Drawing (2413-REQ-DWG-0000-ID-9010) | nr | 2 |  | 0
A
A | Appliances |  |  |  | 0
A |  |  |  |  | 0
B | 6 Kg Dry powder fire extinguisher; Ref. FE1 | nr | 38 |  | 0
B |  |  |  |  | 0
C | 6 Kg Carbon dioxide fire extinguisher; Ref. FE2 | nr | 13 |  | 0
C |  |  |  |  | 0
D | 2 Kg Dry powder fire extinguisher; Ref. FE4 | nr | 4 |  | 0
D |  |  |  |  | 0
E | Fire Blanket ; Ref. FB | nr | 4 |  | 0
E |  |  |  |  | 0
E | Kitchen Equipment
E
E | RECEIVING AREA
E
F | 1.1 INSECT KILLER | nr | 2
F
G | 1.2 PLATFORM SCALE | nr | 1
G
H | 1.3 PLATFORM TROLLEY | nr | 2
H
J | 1.4 HAND WASH SINK | nr | 1
J
J | DRY & COLD STORE
J
K | 2.1 SHELVING UNIT | nr | 47
K
L | 2.2 SHELVING UNIT | nr | 6
L
M | 2.3 DUNNGE RACK | nr | 11
1
FURNITURE / EQUIPMENT (CONT'D)
0
A | 2.4 VEGETABLE COLD ROOM | nr | 1
A
B | 2.5 SHELVING UNIT | nr | 12
B
C | 2.6 SHELVING UNIT | nr | 59
C
D | 2.7 DAIRY COLD ROOM | nr | 1
D
E | 2.8 MEAT COLD ROOM | nr | 1
E
F | 2.9 MEAT FREEZING ROOM | nr | 1
F
G | 2.10 POULTRY FREEZING ROOM | nr | 1
G
H | 2.11 EGG COLD ROOM | nr | 1
H
J | 2.12 INSECT KILLER | nr | 2
J
K | 2.13 FISH FREEZING ROOM | nr | 1
K
L | 2.14 GENERAL COLD ROOM | nr | 1
L
M | 2.15 BEVERAGE COLD ROOM | nr | 1
M
N | 2.17 GARBAGE COLD ROOM | nr | 1
N
P | 2.18 CLEANING EQUIPMENT | nr | 1
P
P | PRE-WASH AREA
P
Q | 3.1 VEGETABLE WASHER MACHINE | nr | 1
Q
R | 3.3 VEGETABLE DRYER | nr | 1
R
S | 3.5 PRE-RINSE SPRAY UNIT | nr | 1
S
T | 3.6 DOUBLE SINK UNIT | nr | 1
T
U | 3.7 WORK TABLE | nr | 1
U
V | 3.8 TROLLEY | nr | 2
2
FURNITURE / EQUIPMENT (CONT'D)
0
BAKERY AREA
A | 4.1 PRE-RINSE SPRAY UNIT | nr | 1
A
B | 4.3 PROFER CABINET | nr | 1
B
C | 4.4 ROTARY OVEN | nr | 1
C
D | 4.5 CONVECTION OVEN | nr | 1
D
E | 4.6 S/S HOOD | nr | 1
E
F | 4.7 DOUBLE HOT PLATE | nr | 1
F
G | 4.8 S/S SPREADER | nr | 1
G
H | 4.9 DEEP FAT FRYER | nr | 1
H
J | 4.10 WORK TABLE | nr | 6
J
K | 4.11 HAND WASH SINK | nr | 1
K
L | 4.12 CLEANING EQUIPMENT | nr | 1
L
M | 4.13 BAKERY COLD ROOM | nr | 1
M
N | 4.14 TRAY TROLLEY | nr | 4
N
P | 4.15 BAKERY FREEZING ROOM | nr | 1
P
Q | 4.16 SHELVING UNIT | nr | 6
Q
R | 4.17 SHELVING UNIT | nr | 5
R
S | 4.18 WALL SHELF | nr | 6
S
T | 4.19 REFRIGERATED COUNTER | nr | 1
T
U | 4.20 WALL SHELF | nr | 1
U
V | 4.21 SINGLE SINK UNIT | nr | 3
V
W | 4.22 WALL SHELF | nr | 3
W
X | 4.24 DOUGH MIXER | nr | 1
3
FURNITURE / EQUIPMENT (CONT'D)
A | 4.25 WATER COOLER | nr | 1
A
B | 4.26 PLANETARY MIXER | nr | 2
B
C | 4.27 DOUGH DIVIDER | nr | 1
C
D | 4.28 TABLE WITH MARBLE TOP | nr | 5
D
E | 4.29 FLOUR TROLLEY | nr | 10
E
F | 4.30 TABLE WITH MARBLE TOP | nr | 1
F
G | 4.31 UP-RIGHT REFRIGERATOR | nr | 2
G
H | 4.32 DOUGH SHEETER | nr | 1
H
J | 4.33 SHELVING UNIT | nr | 1
J
K | 4.34 DOUBLE POT WASH SINK | nr | 1
K
L | 4.35 CHOCOLATE HEATER | nr | 1
L
L | FISH PREPARATION AREA
L
M | 5.1 INSECT KILLER | nr | 1
M
N | 5.2 FISH REFRIGERATOR | nr | 1
N
P | 5.3 KNIFE SANITIZER | nr | 1
P
Q | 5.4 CHOPPING BLOCK | nr | 1
Q
R | 5.5 DOUBLE SINK UNIT | nr | 1
R
S | 5.6 WALL SHELF | nr | 1
S
T | 5.7 GARBAGE BIN | nr | 1
T
U | 5.9 WORK TABLE W/DRAWER | nr | 1
U
V | 5.10 WALL SHELF | nr | 1
V
W | 5.11 G.N. TROLLEY | nr | 1
W
X | 5.12 WORK TABLE | nr | 1
X
Y | 5.13 WALL SHELF | nr | 1
4
FURNITURE / EQUIPMENT (CONT'D)
A | 5.14 BENCH SCALE | nr | 1
A
B | 5.15 WORK TABLE | nr | 1
B
C | 5.16 WALL SHELF | nr | 1
C
D | 5.17 HAND WASH SINK | nr | 1
D
D | VEGETABLE PREPARATION AREA
D
E | 6.1 REFRIGERATED COUNTER | nr | 1
E
F | 6.2 WALL SHELF | nr | 1
F
G | 6.3 WORK TABLE | nr | 1
G
H | 6.4 WALL SHELF | nr | 1
H
J | 6.5 UP-RIGHT REFRIGERATOR | nr | 1
J
K | 6.6 WORK TABLE W/DRAWER | nr | 1
K
L | 6.7 WALL SHELF | nr | 1
L
M | 6.8 G.N. TROLLY | nr | 1
M
N | 6.9 VEGETABLE CUTTER | nr | 1
N
P | 6.10 POTATO PEELER | nr | 1
P
Q | 6.12 DOUBLE SINK UNIT | nr | 1
Q
R | 6.13 WALL SHELF | nr | 1
R
S | 6.15 GARBAGE BIN | nr | 1
S
T | 6.16 KNIFE SANITIZER | nr | 1
T
U | 6.17 HAND WASH SINK | nr | 1
5
FURNITURE / EQUIPMENT (CONT'D)
POULTRY PREPARATION AREA
A | 7.1 UP-RIGHT REFRIGERATOR | nr | 1
A
B | 7.2 UP-RIGHT FREEZER | nr | 1
B
C | 7.3 WORK TABLE | nr | 2
C
D | 7.4 WALL SHELF | nr | 2
D
E | 7.5 G.N. TROLLEY | nr | 1
E
F | 7.6 WORK TABLE W/DRAWER | nr | 1
F
G | 7.7 WALL SHELF | nr | 1
G
H | 7.8 CHECKEN CUTTER | nr | 1
H
J | 7.9 COPPING BLOCK | nr | 1
J
K | 7.10 DOUBLE SINK UNIT | nr | 1
K
L | 7.11 CHECKEN HANGING RAIL | nr | 1
L
M | 7.13 GARBAGE BIN | nr | 1
M
N | 7.14 KNIFE SANITIZER | nr | 1
N
P | 7.15 HAND WASH SINK | nr | 1
P
Q | 7.16 CLEANING EQUIPMENT | nr | 1
Q
Q | MEAT PREPARATION AREA
Q
R | 8.1 WORK TABLE W/DRAWER | nr | 1
R
S | 8.2 WALL SHELF | nr | 1
S
T | 8.3 VACUUME MACHINE | nr | 1
T
U | 8.4 UP-RIGHT REFRIGERAOR | nr | 1
U
V | 8.5 UP-RIGHT FREEZER | nr | 1
V
W | 8.6 G.N. TROLLEY | nr | 1
W
X | 8.7 WORK TABLE | nr | 1
6
FURNITURE / EQUIPMENT (CONT'D)
A | 8.8 WALL SHELF | nr | 1
A
B | 8.9 MEAT MINCER | nr | 1
B
C | 8.10 MEAT BONE SAW | nr | 1
C
D | 8.11 CHOPPING BLOCK | nr | 1
D
E | 8.12 DOUBLE SINK UNIT | nr | 1
E
F | 8.13 MEAT HANGING RAIL | nr | 1
F
G | 8.15 GARBAGE BIN | nr | 1
G
H | 8.16 KNIFE SANITIZER | nr | 1
H
J | 8.17 HAND WASH SINK | nr | 1
J
J | BEVERAGE AREA
J
K | 9.1 HAND WASH SINK | nr | 1
K
L | 9.2 S/STEEL WORK TABLE | nr | 2
L
M | 9.3 S/STEEL WALL SHELF | nr | 2
M
N | 9.4 ORANGE JUICER | nr | 1
N
P | 9.5 BAR BLENDER | nr | 2
P
Q | 9.6 REFRIGERATED COUNTER | nr | 1
Q
R | 9.7 S/STEEL WALL SHELF | nr | 1
R
S | 9.8 S/STEEL WORK TABLE | nr | 2
S
T | 9.9 S/STEEL WALL SHELF | nr | 2
T
U | 9.10 S/STEEL DOUBLE SINK UNIT | nr | 1
U
V | 9.11 S/STEEL WALL SHELF | nr | 1
V
W | 9.13 GARBAGE BIN | nr | 1
W
X | 9.14 KNIFE SANITIZER | nr | 1
7
FURNITURE / EQUIPMENT (CONT'D)
A | 9.15 COLD ROOM | nr | 1
A
B | 9.16 SHELVING UNIT | nr | 7
B
B | COLD KITCHEN
B
C | 10.1 UP-RIGHT REFRIGERATOR | nr | 1
C
D | 10.2 SALAD REFRIGERATOR | nr | 1
D
E | 10.3 WALL SHELF | nr | 1
E
F | 10.4 WORK TABLE ONE W/DRAWER | nr | 4
F
G | 10.5 WALL SHELF | nr | 2
G
H | 10.6 FOOD PROCESSOR | nr | 1
H
J | 10.7 G.N. TROLLEY | nr | 2
J
K | 10.8 WORK TABLE | nr | 1
K
L | 10.9 WALL SHELF | nr | 1
L
M | 10.10 PLANETARY MIXER | nr | 1
M
N | 10.11 DOUBLE SINK UNIT | nr | 1
N
P | 10.12 WALL SHELF | nr | 1
P
Q | 10.14 GARBAGE BIN | nr | 1
Q
R | 10.15 KNIFE SANITIZER | nr | 1
R
S | 10.16 HAND WASH SINK | nr | 1
S
S | DISH WASHING AREA
S
T | 11.1 SHELVING UNIT | nr | 8
T
U | 11.2 WASTE DISPOSER | nr | 2
U
V | 11.3 S/S OUTLET TABLE | nr | 2
V
W | 11.4 S/S HOOD | nr | 2
W
X | 11.5 DISH WASHING MACHINE | nr | 2
8
FURNITURE / EQUIPMENT (CONT'D)
A | 11.7 PRE-RINSE SPRAY UNIT | nr | 2
A
B | 11.8 S/S INLET TABLE W/SINK | nr | 2
B
C | 11.9 S/S RESIVING TABLE W/RACK SHELF | nr | 2
C
D | 11.10 GARBAGE BIN | nr | 2
D
E | 11.11 MOBILE SOAKING SINK | nr | 2
E
F | 11.12 HAND WASH SINK | nr | 2
F
G | 11.13 CLEANING EQUIPMENT | nr | 2
G
H | 11.14 DISH TROLLEY | nr | 4
H
J | 11.15 RACK TROLLEY | nr | 4
J
J | HOT KITCHEN
J
K | 12.1 PRE-RINSE SPRAY UNIT | nr | 1
K
L | 12.2 CLEANING EQUIPMENT | nr | 1
L
M | 12.3 HAND WASH SINK | nr | 1
M
N | 12.4 UP-RIGHT REFRIGERATOR | nr | 2
N
P | 12.5 UP-RIGHT FREEZER | nr | 2
P
Q | 12.6 SINGLE SINK UNIT | nr | 2
Q
R | 12.7 WALL SHELF | nr | 2
R
S | 12.9 CONVECTION OVEN | nr | 1
S
T | 12.10 COMBI OVEN | nr | 1
T
U | 12.11 S/S HOOD | nr | 1
U
V | 12.12 WORK TABLE | nr | 6
V
W | 12.13 WALL SHELF | nr | 6
W
X | 12.14 REFRIGERATED COUNTER | nr | 2
9
FURNITURE / EQUIPMENT (CONT'D)
A | 12.15 WALL SHELF | nr | 2
A
B | 12.16 G.N. TROLLEY | nr | 2
B
C | 12.17 DOUBLE POT WASH SINK | nr | 1
C
D | 12.18 WORK TABLE | nr | 15
D
E | 12.19 SALAMANDER | nr | 1
E
F | 12.20 S/S HOOD | nr | 1
F
G | 12.21 DEEP FAT FRYER | nr | 2
G
H | 12.22 S/S SREADER | nr | 2
H
J | 12.23 GRILL/GRIDDLE | nr | 2
J
K | 12.24 RANGE FOUR HOT PLATES W/OVEN | nr | 2
K
L | 12.25 TILTING PAN | nr | 2
L
M | 12.26 BOILING PAN | nr | 2
M
N | 12.28 SHELVING UNIT | nr | 2
N
N | DINNING AREA
N
P | 13.1 S/S TRAY SLIDE | nr | 6
P
Q | 13.2 COLD BAIN MARIE | nr | 6
Q
R | 13.3 S/S OPEN COUNTER W/OVER SHELF | nr | 12
R
S | 13.4 HOT BAIN MARIE W/OVER SHELF | nr | 12
S
T | 13.5 TRAY & CUTLERY TROLLEY | nr | 12
T
T | BEVERAGE STATION
T
U | 14.1 WORK TABLE | nr | 12
U
V | 14.2 WATER BOILER | nr | 6
V
W | 14.3 COFFEE URN | nr | 6
W
X | 14.4 WATER COOLER | nr | 6
10
FURNITURE / EQUIPMENT (CONT'D)
DRY STORE
A | 15.1 SHELVING UNIT | nr | 13
A
B | 15.2 SHELVING UNIT | nr | 2
B
B | COLD KITCHEN
B
C | 16.1 UP-RIGHT REFRIGERATOR | nr | 1
C
D | 16.2 SALAD REFRIGERATOR | nr | 1
D
E | 16.3 WALL SHELF | nr | 1
E
F | 16.4 WORK TABLE ONE W/DRAWER | nr | 3
F
G | 16.5 WALL SHELF | nr | 3
G
H | 16.6 FOOD PROCESSOR | nr | 1
H
J | 16.7 G.N. TROLLEY | nr | 1
J
K | 16.8 WORK TABLE | nr | 1
K
L | 16.9 WALL SHELF | nr | 1
L
M | 16.10 PLANETARY MIXER | nr | 1
M
N | 16.11 DOUBLE SINK UNIT | nr | 1
N
P | 16.12 WALL SHELF | nr | 1
P
Q | 16.14 GARBAGE BIN | nr | 1
Q
R | 16.15 KNIFE SANITIZER | nr | 1
R
S | 16.16 HAND WASH SINK | nr | 1
S
S | DISH WASHING AREA
S
T | 17.1 SHELVING UNIT | nr | 10
T
U | 17.2 WASTE DISPOSER | nr | 2
U
V | 17.3 S/S OUTLET TABLE | nr | 2
11
FURNITURE / EQUIPMENT (CONT'D)
A | 17.4 S/S HOOD | nr | 2
A
B | 17.5 DISH WASHING MACHINE | nr | 2
B
C | 17.7 PRE-RINSE SPRAY UNIT | nr | 2
C
D | 17.8 S/S INLET TABLE W/SINK | nr | 2
D
E | 17.9 S/S RESIVING TABLE W/RACK SHELF | nr | 2
E
F | 17.10 GARBAGE BIN | nr | 2
F
G | 17.11 MOBILE SOAKING SINK | nr | 2
G
H | 17.12 HAND WASH SINK | nr | 2
H
J | 17.13 CLEANING EQUIPMENT | nr | 2
J
K | 17.14 DISH TROLLEY | nr | 4
K
L | 17.15 RACK TROLLEY | nr | 4
L
L | HOT KITCHEN
L
M | 18.1 PRE-RINSE SPRAY UNIT | nr | 1
M
N | 18.2 CLEANING EQUIPMENT | nr | 1
N
P | 18.3 HAND WASH SINK | nr | 1
P
Q | 18.4 UP-RIGHT REFRIGERATOR | nr | 1
Q
R | 18.5 UP-RIGHT FREEZER | nr | 1
R
S | 18.6 SINGLE SINK UNIT | nr | 2
S
T | 18.7 WALL SHELF | nr | 2
T
U | 18.9 CONVECTION OVEN | nr | 2
U
V | 18.10 SHELVING UNIT | nr | 2
V
W | 18.11 S/S HOOD | nr | 1
12
FURNITURE / EQUIPMENT (CONT'D)
A | 18.12 WORK TABLE | nr | 8
A
B | 18.13 WALL SHELF | nr | 5
B
C | 18.14 REFRIGERATED COUNTER | nr | 2
C
D | 18.15 WALL SHELF | nr | 2
D
E | 18.16 G.N. TROLLEY | nr | 2
E
F | 18.17 DOUBLE POT WASH SINK | nr | 1
F
G | 18.18 RANGE FOUR HOT PLATE W/OVEN | nr | 2
G
H | 18.19 SALAMANDER | nr | 1
H
J | 18.20 GRILL/GRIDDLE | nr | 2
J
K | 18.21 DEEP FAT FRYER | nr | 2
K
L | 18.22 S/S SREADER | nr | 4
L
M | 18.23 BOILING PAN | nr | 1
M
N | 18.24 TILTING PAN | nr | 1
N
N | DINNING AREA
N
P | 19.1 S/S TRAY SLIDE | nr | 6
P
Q | 19.2 COLD BAIN MARIE | nr | 6
Q
R | 19.3 S/S OPEN COUNTER W/OVER SHELF | nr | 12
R
S | 19.4 HOT BAIN MARIE W/OVER SHELF | nr | 12
S
T | 19.5 TRAY & CUTLERY TROLLEY | nr | 12
T
T | BEVERAGE STATION
T
U | 20.1 WORK TABLE | nr | 8
U
V | 20.2 WATER BOILER | nr | 4
V
W | 20.3 COFFEE MAKER | nr | 4
W
X | 20.4 WATER COOLER | nr | 4
X
Y | 20.5 JUICE COOLER | nr | 4
13
FURNITURE / EQUIPMENT (CONT'D)
BEVERAGE AREA
A | 21.1 UP-RIGHT REFRIGERATOR | nr | 1
A
B | 21.2 WORK TABLE | nr | 4
B
C | 21.3 WALL SHELF | nr | 4
C
D | 21.4 BAR BLENDER | nr | 2
D
E | 21.5 SINGLE SINK UNIT | nr | 1
E
F | 21.6 WALL SHELF | nr | 1
F
F | Vanity Units |  |  |  | 0
F |  |  |  |  | 0
G | Engineered stone vanity top, 20 mm thick, 600mm width & 200mm depth for toilets as per detail no (1) , dwg (GI-8320) | m | 200 |  | 0
G |  |  |  |  | 0
G | GRP Stair Nosing
G
H | 70 x 55 mm anti slip GRP nosing for stairs as per detail no (4) dwg (GI-8312) | m | 126
H
H | Bumper
H
J | 250 x 250 mm EPDM rubber loading dock bumper including all necessary items and fitting as per detail no (6) dwg (GI-8314) | Item | 1
14
FURNITURE / EQUIPMENT (CONT'D)
0
| Steel Works |  |  |  | 0
0
| Ladders |  |  |  | 0
0
A | Steel ship ladder 3250mm height as per detail no (1) dwg (GI-8316) | nr | 2 |  | 0
A |  |  |  |  | 0
A | Lockers
A
B | Three level steel lockers unit size 4200 x 450 x 1950 mm as per detail no (7), dwg (8320) | nr | 2
B
B | Handrails |  |  |  | 0
B |  |  |  |  | 0
C | 900mm height Stainless steel floor mounted handrails at mess area; with Rubber gasket, Fully tempered glass (G21), Strip divider, adhesive and all necessary items; fitting, fixing and complete as per detail no (7) dwg (GI-8001) | m | 67 |  | 0
C
D | Epoxy coated steel pipe floor mounted handrails for side walk; 900mm height as per detail no (9) dwg (GI-8328) | m | 207 |  | 0
D
E | Epoxy coated steel floor mounted handrails for stair as per detail no (4) dwg (GI-8313) | m | 234 |  | 0
E |  |  |  |  | 0
F | Epoxy coated steel wall mounted handrails for stair as per detail no (6) dwg (GI-8313) | m | 179 |  | 0
F
F | Access Hatch |  |  |  | 0
F |  |  |  |  | 0
G | 850x900 mm SDC Al. Cover Access hatch (Hinged type) as per detail no (1) dwg (GI-8315) | nr | 2 |  | 0
G |  |  |  |  | 0
G | Trench cover |  |  |  | 0
G |  |  |  |  | 0
H | Epoxy coated steel checkered plate cover, 1200 x 3625 mm size as per detail (4) dwg. (GI-8314) | nr | 2 |  | 0
H |  |  |  |  | 0
J | Epoxy coated steel checkered plate cover, 1200 x 5850 mm size as per detail (4) dwg. (GI-8314) | nr | 2 |  | 0
0
15
FURNITURE / EQUIPMENT (CONT'D)
0
| Checkerd plate |  |  |  | 0
0
A | Epoxy coated steel checkerd plate 1200 x 2300mm size as per dwg (GI-8307) detail (4) at LCP room | nr | 2 |  | 0
A |  |  |  |  | 0
B | Epoxy coated steel checkerd plate 1200 x 2500mm size as per dwg (GI-8307) detail (4) at LCP room | nr | 1 |  | 0
B |  |  |  |  | 0
C | Epoxy coated steel checkerd plate 1200 x 3630mm size as per dwg (GI-8307) detail (4) at MCC room | nr | 2 |  | 0
C
D | Epoxy coated steel checkerd plate 1200 x 3860mm size as per dwg (GI-8307) detail (4) at MCC room | nr | 2 |  | 0
D
E | Epoxy coated steel checkerd plate 1200 x 4220mm size as per dwg (GI-8307) detail (4) at MCC room | nr | 2 |  | 0
E
F | Epoxy coated steel checkerd plate 1200 x 4800mm size as per dwg (GI-8307) detail (4) at MCC room | nr | 1 |  | 0
F
G | Epoxy coated steel checkerd plate 1600 x 5600mm size as per dwg (GI-8307) detail (4) at MCC room | nr | 1 |  | 0
G
H | Epoxy coated steel checkerd plate 1700 x 4850mm size as per dwg (GI-8307) detail (4) at MCC room | nr | 1 |  | 0
H
H | Stailess steel dividing strips |  |  |  | 0
H |  |  |  |  | 0
J | Stainless steel L shape dividing srip in screed | m | 287 |  | 0
16
FURNITURE / EQUIPMENT (CONT'D)
0
N13 Sanitary Appliances/ Fittings
Sinks by an approved supplier fixed In accordance with manufacturer's instructions and to Engineer's approval including all interconnecting pipe work and connection to waste and services
A | Janitor Sink; ref JS1 | nr | 8 |  | 0
A
B | Wash basin, ref LAV1 | nr | 8 |  | 0
B |  |  |  |  | 0
C | Wash basin, ref LAV7 | nr | 158 |  | 0
C |  |  |  |  | 0
C | Supply & install sanitary appliances complete with all taps, valves, mixer taps ,fittings, flexible connectors, as specified |  |  |  | 0
C |  |  |  |  | 0
D | Wall standing close P trap with seat & soft closing; Ref. WC4 | nr | 18 |  | 0
D |  |  |  |  | 0
E | Hygiene hose; Ref. T4/A | nr | 18 |  | 0
E
F | Warm air hand dryers; Ref. T7 | nr | 18 |  | 0
F |  |  |  |  | 0
G | Toilet tissue holder with cover; Ref. T9A | nr | 18 |  | 0
G |  |  |  |  | 0
H | Trash basket, ref. T10 | nr | 18 |  | 0
H |  |  |  |  | 0
J | Soap dispenser, ref. T12A | nr | 166 |  | 0
J |  |  |  |  | 0
K | Tenso Rope Hook, ref. T13A | nr | 32 |  | 0
K |  |  |  |  | 0
L | Grab rail; Ref. 15 | nr | 16 |  | 0
L |  |  |  |  | 0
M | Towel dispenser; Ref T25 | nr | 10
M |  |  |  |  | 0
N | Shower head and soap dish holder; Ref. T27/T29 | set | 2 |  | 0
N |  |  |  |  | 0
P | Soap dish holder; Ref. T29 | nr | 2 |  | 0
0
17
FURNITURE / EQUIPMENT (CONT'D)
0
| Glass mirrors |  |  |  | 0
0
| 6mm thick Mirrors; silvered: insulation backing, polished edge; fixing with adhesive, |  |  |  | 0
0
A | Toilets; 2400 x 900 mm size | nr | 2 |  | 0
A
B | Toilets; 2675 x 900 mm size | nr | 8 |  | 0
B
C | Toilets; 3550 x 900 mm size | nr | 8 |  | 0
C
D | Toilets; 4450 x 900 mm size | nr | 8 |  | 0
D
E | Toilets; 4700 x 900 mm size | nr | 8 |  | 0
E
F | Toilets; 4900 x 900 mm size | nr | 8 |  | 0
F
G | Toilets; 1200 x 900 mm size | nr | 8 |  | 0
G
G | N15 Signs/ Notices
G
H | Sign type B; Building Directory Sign | nr | 3 |  | 0
H |  |  |  |  | 0
J | Sign type D; Stairs Sign | nr | 20 |  | 0
J |  |  |  |  | 0
K | Sign type E; Room Identification Sign | nr | 75 |  | 0
K
L | Sign type F; Toilet sign | nr | 10 |  | 0
L |  |  |  |  | 0
M | Sign type G; Mechanical Room sign | nr | 8 |  | 0
M |  |  |  |  | 0
N | Sign type H; Electrical Room Sign | nr | 3 |  | 0
N |  |  |  |  | 0
P | Sign type J; Elevator Regulation Sign | nr | 8 |  | 0
P |  |  |  |  | 0
Q | Sign type L; Floor Level Sign | nr | 12 |  | 0
Q |  |  |  |  | 0
R | Exit sign; at exit | nr | 42 |  | 0
R |  |  |  |  | 0
R | Building Identification sign Board comprising Aluminium composite sheet, SDC single aluminium sheet clipped to aluminium sheet and all necessary items; fittings and fixings; complete as per Drawing (2413-REQ-DWG-0000-GI-8327) |  |  |  | 0
R |  |  |  |  | 0
S | "NCO, JUNIOURS & SOLDIERS MESS" Building Name board | nr | 4 |  | 0
S |  |  |  |  | 0
T | Building Number board | nr | 4 |  | 0
0
18 |  |  |  |  | 0
FURNITURE / EQUIPMENT (CONT'D)
SUNDRIES
A | Allow for making the positions of all holes, mortises, chases and the like | Item | 1 |  | 0
A |  |  |  |  | 0
B | Allow for providing spare parts and tools as required by specifications | Item | 1 |  | 0
B |  |  |  |  | 0
C | Allow for providing as built record drawings | Item | 1 |  | 0
C |  |  |  |  | 0
D | Allow for providing shop and working drawings | Item | 1 |  | 0
D |  |  |  |  | 0
E | Allow for testing and commissioning and preparation of report and approval | Item | 1 |  | 0
E |  |  |  |  | 0
F | Allow for all builder's work associated | Item | 1 |  | 0
F |  |  |  |  | 0
0
0
0
0
0
0
0
0
0
0
0
0
0
0
0
0
0
0
0
0
0
0
0
0
0
0
0
0
0
0
0
0
19 |  |  |  |  | 0
FURNITURE / EQUIPMENT (Cont'd)
Addition/ Omissions/ New Items if any to be inserted here by the Contractor
Contractor to individually Specify and Itemise:
P
A
B
C
D
E
F
P
20 |  |  |  |  | 0
N - FURNITURE/ EQUIPMENT
COLLECTION
Total Page N/1
Total Page N/2
Total Page N/3
Total Page N/4
Total Page N/5
Total Page N/6
Total Page N/7
Total Page N/8
| Total Page N/9 |  |  |  | 0
Total Page N/10
Total Page N/11
Total Page N/12
Total Page N/13
Total Page N/14
Total Page N/15
Total Page N/16
Total Page N/17
Total Page N/18
Total Page N/19
Total Page N/20
TOTAL OF SECTION N - FURNITURE / EQUIPMENT CARRIED TO SUMMARY |  |  |  |  | 0

## R - Disposal System
28.1 NCO, JUNIORS & SOLDIERS MESS
Item | Description | Unit | Quantity | Rate | Amount
SECTION R
DISPOSAL SYSTEM
R10 Rain Water Supply & Installations
PIPES ABOVE GROUND
uPVC rainwater pipes and fittings to relevant BS specification including all joints in running lengths, supports, brackets and fixings as specified
A | 200mm Diameter pipe | m | 120 |  | 0
A |  |  |  |  | 0
B | 160mm Diameter pipe | m | 215 |  | 0
B |  |  |  |  | 0
C | 110mm Diameter pipe | m | 395 |  | 0
C |  |  |  |  | 0
C | uPVC UV protected rainwater pipes and fittings to relevant BS specification including all joints in running lengths, supports, brackets and fixings as specified |  |  |  | 0
C |  |  |  |  | 0
D | 75mm diameter pipe | m | 8 |  | 0
D |  |  |  |  | 0
D | PIPES BELOW GROUND |  |  |  | 0
D |  |  |  |  | 0
D | uPVC rainwater pipes and fittings to relevant BS specification including all joints in running lengths, supports, brackets and fixings as specified |  |  |  | 0
D |  |  |  |  | 0
E | 250 mm diameter pipes; horizontal | m | 42 |  | 0
E |  |  |  |  | 0
F | 200 mm diameter pipes; horizontal | m | 6 |  | 0
F |  |  |  |  | 0
G | 160 mm diameter pipes; horizontal | m | 22 |  | 0
G |  |  |  |  | 0
H | 75 mm diameter pipes; horizontal | m | 42 |  | 0
H |  |  |  |  | 0
H | Ancillaries
H |  |  |  |  | 0
J | Roof Drain; Ref. RD1; size 100mm diameter | nr | 38 |  | 0
J |  |  |  |  | 0
K | Roof Drain; Ref. RD2; size 75mm diameter | nr | 2
1 |  |  |  |  | 0
DISPOSAL SYSTEM (CONT'D)
| R11 Foul Drainage Above Ground |  |  |  | 0
0
| uPVC soil, waste and vent pipes and fittings to relevant BS specifications, including all joints in running lengths, supports, brackets and fixings as specified |  |  |  | 0
0
A | 110 mm diameter pipes | m | 215 |  | 0
A |  |  |  |  | 0
B | 75 mm diameter pipes | m | 302 |  | 0
B |  |  |  |  | 0
C | 50 mm diameter pipes | m | 1021 |  | 0
C
C | uPVC AC condensate pipes insulated and fittings to relevant BS specifications, including all joints in running lengths, supports, brackets and fixings as specified |  |  |  | 0
C |  |  |  |  | 0
D | 32 mm diameter pipes | m | 225 |  | 0
D
D | Ancillaries |  |  |  | 0
D |  |  |  |  | 0
D | Pipe outlets complete with traps, connectors and fixing to floors, etc. |  |  |  | 0
D |  |  |  |  | 0
E | Floor drain;50mm diameter Ref. FD1 | nr | 102 |  | 0
E |  |  |  |  | 0
F | Floor drain;75mm diameter Ref. FD1 | nr | 4 |  | 0
F |  |  |  |  | 0
G | Funnel Floor drain;75mm diameter; Ref. FFD2 | nr | 25 |  | 0
G |  |  |  |  | 0
H | Funnel Floor drain;100mm diameter; Ref. FFD2 | nr | 1 |  | 0
H |  |  |  |  | 0
J | Floor clean outlet; Ref. FCO1; 50mm diameter | nr | 10 |  | 0
J |  |  |  |  | 0
K | Floor clean outlet; Ref. FCO1; 75mm diameter | nr | 49 |  | 0
K |  |  |  |  | 0
L | Floor clean outlet; Ref. FCO1; 100mm diameter | nr | 12 |  | 0
L |  |  |  |  | 0
M | Trench drain; Ref. TD; 100mm diameter | m | 48 |  | 0
M |  |  |  |  | 0
M | Running Traps |  |  |  | 0
M |  |  |  |  | 0
M | Running Trap Inlet/Outlet Diameter; Ref. RT |  |  |  | 0
M |  |  |  |  | 0
N | 75 mm | nr | 2 |  | 0
N |  |  |  |  | 0
P | 110 mm | nr | 6 |  | 0
P |  |  |  |  | 0
2 |  |  |  |  | 0
DISPOSAL SYSTEM (CONT'D)
| Inspection Chamber |  |  |  | 0
0
A | INSPECTION CHAMBER ; Ref. IC Size 900 X 600mm | nr | 8 |  | 0
A |  |  |  |  | 0
A | R12 Drainage Below Ground |  |  |  | 0
A |  |  |  |  | 0
A | uPVC soil, waste and vent pipes, underground including excavation, backfilling, bead and surrounding, removal of surplus spoil and suitable sleeve as per drawings and specification. |  |  |  | 0
A |  |  |  |  | 0
B | 110 mm diameter pipes; horizontal | m | 251 |  | 0
B |  |  |  |  | 0
C | 75 mm diameter pipes; horizontal | m | 132 |  | 0
C |  |  |  |  | 0
D | 50 mm diameter pipes; horizontal | m | 248 |  | 0
D |  |  |  |  | 0
D | Grease Interceptors |  |  |  | 0
D |  |  |  |  | 0
E | Grease interceptor | nr | 2 |  | 0
E |  |  |  |  | 0
E |  |  |  |  | 0
E |  |  |  |  | 0
E |  |  |  |  | 0
E |  |  |  |  | 0
E |  |  |  |  | 0
E |  |  |  |  | 0
E |  |  |  |  | 0
E |  |  |  |  | 0
E |  |  |  |  | 0
E |  |  |  |  | 0
E |  |  |  |  | 0
E |  |  |  |  | 0
E |  |  |  |  | 0
E |  |  |  |  | 0
E |  |  |  |  | 0
E |  |  |  |  | 0
E |  |  |  |  | 0
E |  |  |  |  | 0
E |  |  |  |  | 0
E |  |  |  |  | 0
E |  |  |  |  | 0
E |  |  |  |  | 0
E |  |  |  |  | 0
E |  |  |  |  | 0
E |  |  |  |  | 0
E |  |  |  |  | 0
3 |  |  |  |  | 0
DISPOSAL SYSTEM (CONT'D)
0
| SUNDRIES |  |  |  | 0
0
A | Allow for making the positions of all holes, mortises, chases and the like | Item | 1 |  | 0
A |  |  |  |  | 0
B | Allow for painting, plates discs and labels etc. for the identification of plant equipment appliances, pipes, valves and the like | Item | 1 |  | 0
B |  |  |  |  | 0
C | Allow for providing spare parts and tools as required by specifications | Item | 1 |  | 0
C |  |  |  |  | 0
D | Allow for providing manuals, catalogues, drawings and samples | Item | 1 |  | 0
D |  |  |  |  | 0
E | Allow for providing as built record drawings | Item | 1 |  | 0
E |  |  |  |  | 0
F | Allow for providing shop and working drawings | Item | 1 |  | 0
F |  |  |  |  | 0
G | Allow for testing and commissioning and preparation of report and approval | Item | 1 |  | 0
G |  |  |  |  | 0
H | Allow for all builder's work associated | Item | 1 |  | 0
H |  |  |  |  | 0
H |  |  |  |  | 0
4 |  |  |  |  | 0
0
| DISPOSAL SYSTEM (Cont'd) |  |  |  | 0
0
| Addition/ Omissions/ New Items if any to be inserted here by the Contractor. |  |  |  | 0
0
| Contractor to individually Specify and Itemise: |  |  |  | 0
0
A |  |  |  |  | 0
0
B |  |  |  |  | 0
0
C |  |  |  |  | 0
D
E
F
5 |  |  |  |  | 0
R - DISPOSAL SYSTEM
COLLECTION
| Total Page R/1 |  |  |  | 0
| Total Page R/2 |  |  |  | 0
| Total Page R/3 |  |  |  | 0
| Total Page R/4 |  |  |  | 0
Total Page R/5
TOTAL OF SECTION R - DISPOSAL SYSTEM CARRIED TO SUMMARY |  |  |  |  | 0

## S - Piped Supply
28.1 NCO, JUNIORS & SOLDIERS MESS
Item | Description | Unit | Quantity | Rate | Amount
SECTION S
PIPED SUPPLY SYSTEM
Note: Quantities included only up to the building perimeter.
Pipes
Cold water piping shall be Polypropylene including isolated and seismically restraint supports & hangers; sleeves; inserts; couplings; adapters and identification...etc. as per the specification and drawings.
A | 20mm Dia; | m | 464 |  | 0
A |  |  |  |  | 0
B | 25mm Dia; | m | 510 |  | 0
B |  |  |  |  | 0
C | 32mm Dia; | m | 219 |  | 0
C |  |  |  |  | 0
D | 40mm Dia; | m | 260 |  | 0
D |  |  |  |  | 0
E | 50mm Dia; | m | 260 |  | 0
E |  |  |  |  | 0
F | 63mm Dia; | m | 100 |  | 0
F |  |  |  |  | 0
G | 75mm Dia; | m | 48 |  | 0
G |  |  |  |  | 0
G | Cold water piping shall be HDPE pipes including excavation, disposal, backfilling, conncrete work, joints and fittings as specified, including all clips, supports, installation and testing…etc. as per the specification and drawings |  |  |  | 0
G |  |  |  |  | 0
H | 63mm dia ; | m | 6 |  | 0
H |  |  |  |  | 0
1 |  |  |  |  | 0
PIPED SUPPLY SYSTEM (CONT'D)
A | Valves |  |  |  | 0
0
| Isolating valves complete as specified and including jointing to pipe work. |  |  |  | 0
0
A | Valve; 18mm diameter | nr | 53 |  | 0
A |  |  |  |  | 0
B | Ditto; 22mm diameter | nr | 10 |  | 0
B |  |  |  |  | 0
C | Ditto; 35mm diameter | nr | 10 |  | 0
C |  |  |  |  | 0
D | Ditto; 42mm diameter | nr | 14 |  | 0
D |  |  |  |  | 0
E | Ditto; 54mm diameter | nr | 4 |  | 0
E |  |  |  |  | 0
E | Check valve complete as specified and including jointing to pipe work. |  |  |  | 0
E |  |  |  |  | 0
F | Valve; 18mm diameter | nr | 46 |  | 0
F |  |  |  |  | 0
F | Float valve complete as specified and including jointing to pipe work. |  |  |  | 0
F |  |  |  |  | 0
G | Valve; 54mm diameter | nr | 2 |  | 0
G |  |  |  |  | 0
H | *76mm Underground water tanker adaptor inside valve chamber | nr | 1 |  | 0
H |  |  |  |  | 0
H | *“Underground water tanker adaptor inside the valve chamber shall be connected to the internal water supply network by the contractor after coordination with the landscape and roads”
H
J | Water sand filter, flow rate = 16.8 (L/s) | nr | 1 |  | 0
J |  |  |  |  | 0
J
J
J
A |  |  |  |  | 0
2 |  |  |  |  | 0
PIPED SUPPLY SYSTEM (CONT'D)
| S11 sun exposed Water piping |  |  |  | 0
0
| Thermally insulated copper table X pipes and fittings as per BS EN 1057 including isolated and seismically restraint supports & hangers; sleeves; inserts; couplings; adapters and identification, etc., as per the specification and drawings. |  |  |  | 0
0
A | 22mm dia; | m | 3 |  | 0
A |  |  |  |  | 0
B | 28mm dia; | m | 256 |  | 0
B |  |  |  |  | 0
C | 35mm dia; | m | 62 |  | 0
C |  |  |  |  | 0
D | 42mm dia; | m | 3 |  | 0
D |  |  |  |  | 0
E | 54mm dia; | m | 243 |  | 0
E |  |  |  |  | 0
F | 63mm dia; | m | 31 |  | 0
F |  |  |  |  | 0
G | 75mm dia; | m | 55 |  | 0
G |  |  |  |  | 0
H | 100mm dia; | m | 53 |  | 0
H |  |  |  |  | 0
H | Hot water piping shall be thermally insulated PP-R including isolated and seismically restraint supports & hangers;sleeves;inserts;couplings;adapters and identification...etc. as per the specification and drawings. |  |  |  | 0
H |  |  |  |  | 0
J | 20mm Dia; | m | 841 |  | 0
J |  |  |  |  | 0
K | 25mm Dia; | m | 625 |  | 0
K |  |  |  |  | 0
L | 32mm Dia; | m | 158 |  | 0
L |  |  |  |  | 0
M | 40mm Dia; | m | 272 |  | 0
M |  |  |  |  | 0
N | 50mm Dia; | m | 166 |  | 0
N |  |  |  |  | 0
P | 63mm Dia; | m | 32 |  | 0
P |  |  |  |  | 0
P | Globe valve complete as specified and including jointing to pipe work |  |  |  | 0
P
Q | Valve; 18mm diameter | nr | 46 |  | 0
Q
Q
Q
Q
3 |  |  |  |  | 0
PIPED SUPPLY SYSTEM (CONT'D)
| Plant and Equipment |  |  |  | 0
0
| Water tanks, complete with controllers, all valves, flexible connectors, interconnecting piping and connection to services, dia overflow pipe. |  |  |  | 0
0
A | Domestic water GRP tank of 18 m3 water volume | nr | 2 |  | 0
A |  |  |  |  | 0
A | Circulating pumps from an approved manufacturer, fixed complete as specified, including all pipe connection, valves, and final power supply connection, control panels etc as per drawings and specification complete. |  |  |  | 0
A |  |  |  |  | 0
B | Booster pump set (2Duty), flow rate Q= 16.8 L/S, HEAD = 11 m | set | 1 |  | 0
B |  |  |  |  | 0
C | Circulation pump (1Duty + 1Standby), flow rate Q= 1.68 L/S, HEAD = 23.5 m | set | 2 |  | 0
C |  |  |  |  | 0
C | Central Water Heaters |  |  |  | 0
C |  |  |  |  | 0
C | Power pressure type water heaters from an approved manufacturer fixed complete as specified including all pipe connections, vent pipes and power supply connections. |  |  |  | 0
C |  |  |  |  | 0
D | 2025 Litre capacity, 96 KW | nr | 5 |  | 0
D |  |  |  |  | 0
D | Water Meter |  |  |  | 0
D |  |  |  |  | 0
D | Water meter, positive displacement disc type, meter cabinet with related dimensions as indicated including items mentioned in "project specifications". |  |  |  | 0
D |  |  |  |  | 0
E | Size 65 mm. | nr | 1 |  | 0
E |  |  |  |  | 0
E | Hose Bib |  |  |  | 0
E |  |  |  |  | 0
F | 20mm diameter | nr | 12 |  | 0
F |  |  |  |  | 0
F | WATER HAMMER ARRESTOR (WHA)
F
G | Contractor to allow for WHA for all wet areas that need that item whether shown or not on the drawings. | Item | 1
4 |  |  |  |  | 0
PIPED SUPPLY SYSTEM (CONT'D)
| Fire Fighting Installation |  |  |  | 0
0
| Fire fighting equipment, complete with controllers, valves, flexible connectors, interconnecting piping and connection to services, supports, hangers, etc., as detailed on Drg. |  |  |  | 0
0
| S60 Fire Hose Reels |  |  |  | 0
0
0
A | Hose cabinet unit (FC 1) complete with automatic recess swinging type hose reel, cabinet suitable for recessed installation to house the hose reel, fire extinguisher and 65mm hose valve, stainless steel door and architrave, 30 metres of 19 mm bore smooth cover hose, 6 mm shut of Nozzle, lockshield valve and union, and 30m of 65mm synthetic jacket hose including all mounting brackets supports and fixings all as specified. | nr | 24 |  | 0
A
A |  |  |  |  | 0
A | S61 Dry riser |  |  |  | 0
A |  |  |  |  | 0
A | Dry riser Seamless galvanized steel pipes and fittings including all valves etc., laying or fixing horizontally or vertically with brackets, clip hangers and supports plugged and screwed to concrete or block work |  |  |  | 0
A |  |  |  |  | 0
B | 150 mm | m | 276 |  | 0
B |  |  |  |  | 0
C | 100 mm | m | 209 |  | 0
C |  |  |  |  | 0
D | 80 mm | m | 78 |  | 0
D
D |  |  |  |  | 0
5 |  |  |  |  | 0
PIPED SUPPLY SYSTEM (CONT'D)
| S62 Wet riser |  |  |  | 0
0
| Wet riser Seamless black steel pipes and fittings (A/G) including all valves etc., laying or fixing horizontally or vertically with brackets, clip hangers and supports plugged and screwed to concrete or block work Seamless |  |  |  | 0
0
| Seamless black steel Pipes And Fittings (A/G) |  |  |  | 0
0
A | 150 mm | m | 467 |  | 0
A |  |  |  |  | 0
B | 100 mm | m | 243 |  | 0
B |  |  |  |  | 0
C | 80 mm | m | 596 |  | 0
C |  |  |  |  | 0
D | 65 mm | m | 178 |  | 0
D |  |  |  |  | 0
E | 50mm | m | 300 |  | 0
E |  |  |  |  | 0
F | 40mm | m | 2292 |  | 0
F |  |  |  |  | 0
G | 32mm | m | 666 |  | 0
G |  |  |  |  | 0
H | 25mm | m | 1594 |  | 0
H |  |  |  |  | 0
H | HDPE Pipes and Fittings (U/G) |  |  |  | 0
H |  |  |  |  | 0
J | 150 mm | m | 5 |  | 0
J |  |  |  |  | 0
J | Fire Department Connection |  |  |  | 0
J |  |  |  |  | 0
K | 150*65 mm (4 Way) | nr | 2 |  | 0
K |  |  |  |  | 0
6 |  |  |  |  | 0
PIPED SUPPLY SYSTEM (CONT'D)
| S63 Sprinklers |  |  |  | 0
0
A | Upright, brass (K= 5.6) | nr | 1068 |  | 0
A |  |  |  |  | 0
B | Pendent concealed, chrome plated (K= 5.6) | nr | 967 |  | 0
B |  |  |  |  | 0
C | Dry , brass (K= 5.6) | nr | 21 |  | 0
C |  |  |  |  | 0
C | Valves |  |  |  | 0
C |  |  |  |  | 0
C | Check Valves |  |  |  | 0
C |  |  |  |  | 0
D | 150 mm diameter | nr | 2 |  | 0
D |  |  |  |  | 0
D | Alarm Check Valves |  |  |  | 0
D |  |  |  |  | 0
E | 150 mm diameter | nr | 1 |  | 0
E |  |  |  |  | 0
E | Zone Control Station |  |  |  | 0
E |  |  |  |  | 0
F | 150 mm diameter | nr | 4 |  | 0
F |  |  |  |  | 0
F | Automatic Air Vent 25mm |  |  |  | 0
F |  |  |  |  | 0
G | 25 mm diameter | nr | 14 |  | 0
G |  |  |  |  | 0
G | Inspection Test Valve 25mm |  |  |  | 0
G |  |  |  |  | 0
H | 25 mm diameter | nr | 4 |  | 0
H |  |  |  |  | 0
H | PRESSURE REDUCING VALVE (PRV) |  |  |  | 0
J | Contractor to allow for pressure reducing valve at building’s tie in point with external firefighting network (If needed) whether shown or not on the drawings. | L.S | 1 |  | 0
J |  |  |  |  | 0
J |  |  |  |  | 0
J |  |  |  |  | 0
J |  |  |  |  | 0
J |  |  |  |  | 0
J |  |  |  |  | 0
J |  |  |  |  | 0
J |  |  |  |  | 0
J |  |  |  |  | 0
J |  |  |  |  | 0
J |  |  |  |  | 0
J |  |  |  |  | 0
J |  |  |  |  | 0
J |  |  |  |  | 0
7 |  |  |  |  | 0
PIPED SUPPLY SYSTEM (CONT'D)
0
| SUNDRIES |  |  |  | 0
0
A | Allow for making the positions of all holes, mortises, chases and the like | Item | 1 |  | 0
A |  |  |  |  | 0
B | Allow for painting, plates discs and labels etc. for the identification of plant equipment appliances, pipes, valves and the like | Item | 1 |  | 0
B |  |  |  |  | 0
C | Allow for providing spare parts and tools as required by specifications | Item | 1 |  | 0
C |  |  |  |  | 0
D | Allow for providing manuals, catalogues, drawings and samples | Item | 1 |  | 0
D |  |  |  |  | 0
E | Allow for providing as built record drawings | Item | 1 |  | 0
E |  |  |  |  | 0
F | Allow for providing shop and working drawings | Item | 1 |  | 0
F |  |  |  |  | 0
G | Allow for testing and commissioning and preparation of report and approval | Item | 1 |  | 0
G |  |  |  |  | 0
H | Allow for all builder's work associated | Item | 1 |  | 0
H |  |  |  |  | 0
H |  |  |  |  | 0
8 |  |  |  |  | 0
PIPED SUPPLY SYSTEM (CONT'D)
| Addition/ Omissions/ New Items if any to be inserted here by the Contractor. |  |  |  | 0
0
| Contractor to individually Specify and Itemise: |  |  |  | 0
A |  |  |  |  | 0
0
B |  |  |  |  | 0
0
C |  |  |  |  | 0
0
D |  |  |  |  | 0
0
E |  |  |  |  | 0
0
F |  |  |  |  | 0
0
0
0
9 |  |  |  |  | 0
S - PIPED SUPPLY SYSTEM
COLLECTION
| Total Page S/1 |  |  |  | 0
| Total Page S/2 |  |  |  | 0
| Total Page S/3 |  |  |  | 0
| Total Page S/4 |  |  |  | 0
| Total Page S/5 |  |  |  | 0
| Total Page S/6 |  |  |  | 0
| Total Page S/7 |  |  |  | 0
| Total Page S/8 |  |  |  | 0
| Total Page S/9 |  |  |  | 0
TOTAL OF SECTION S - PIPED SUPPLY CARRIED TO SUMMARY |  |  |  |  | 0

## U-HVAC
28.1 NCO, JUNIORS & SOLDIERS MESS
Item | Description | Unit | Quantity | Rate | Amount
SECTION U
VENTILATION/ AIR CONDITIONING SYSTEM
Important Notes
The contractor shall provide all the materials, labour,
Cartage, plant and appliances necessary for the
Supply, installation, testing and commissioning of the
Works and all other minor and incidental works
Necessary for the system
The specifications and design drawings are
Intended to indicate the nature and scope of the
Project. contractor shall be responsible for the
Preparation of detailed coordinated working
Drawings and for installation of plant of the
Correct capacity, as per approved drawings and
In line with the best prevailing engineering
Practices
Contractor shall guarantee for the efficient
Performance of various equipment which shall not
Be less than the specified ratings when working
Under the operating conditions for respective
Items as given in the drawings
All works are to be carried out to local code
of Practice and internationally accepted codes of
Practice
Contractor to provide return air openings of
Suitable size at all appropriate locations
Dampers shall be placed in ducts at every branch
Supply, whether or not indicated on the drawings
For the proper volume control and balancing of
The system
The contractor is advised to read carefully the
Notes on pricing for Air-conditioning installation
When pricing the works in this section.
Page U/1 Total Carried To Section U Collection |  |  |  |  | 0
VENTILATION/ AIR CONDITIONING SYSTEM (CONT'D)
Metal Duct
| Duct works as specified and according to drawings, complete with hangers, supports, volume dampers, fire dampers, smoke fire dampers, splitter dampers, ana all accessories as per drawings , SMACNA and specifications. |  |  |  | 0
A | Galvanized Supply/ Return/ Exhaust air ducts | m2 | 9620 |  | 0
A |  |  |  |  | 0
B | Stainles steel Exhaust air ducts serving battery room | m2 | 35 |  | 0
B |  |  |  |  | 0
C | Black steel ducts | m2 | 1080 |  | 0
C |  |  |  |  | 0
D | Fire rated ducts | m2 | 900 |  | 0
D |  |  |  |  | 0
D | Duct Work Insulation |  |  |  | 0
D |  |  |  |  | 0
E | 50mm thick F/G insulation with 48kg/m³ density and covered with fiber glass cloth lagging and protected with 0.7mm aluminium jacketing as per drawings and specification; to external ducts & ducts at risers . | m2 | 1250 |  | 0
E |  |  |  |  | 0
F | Insulation with 48kg/m³ density F/G insulation of minimum 25mm thick with factory applied barrier jacket & aluminum foil facedand finished with anti fungus lagging and finally coated with weather proof paint to internal ducts as per Engineer's approval. | m2 | 7480 |  | 0
Page U/2 Total Carried To Section U Collection |  |  |  |  | 0
VENTILATION/ AIR CONDITIONING SYSTEM (CONT'D)
0
| Supply and Fix Following Ancillaries As Per Drawings and Specifications. |  |  |  | 0
0
| Air Outlets |  |  |  | 0
0
| Painted Plaque diffusers (PCD): |  |  |  | 0
| Supply plaque diffusers from an approved manufacturer complete with round damper operable from the diffuser face and gasket fixed to ductwork as detailed in drawings and specification including all integrals and fixtures with various neck size. |  |  |  | 0
0
| Painted plaque diffusers with (Face Dim. 600x600 mm) |  |  |  | 0
0
A | PCD Neck Size ᴓ 150 mm | nr | 5 |  | 0
A |  |  |  |  | 0
B | PCD Neck Size ᴓ 200 mm | nr | 47 |  | 0
B |  |  |  |  | 0
C | PCD Neck Size ᴓ 250 mm | nr | 142 |  | 0
C |  |  |  |  | 0
D | PCD Neck Size ᴓ 300 mm | nr | 9 |  | 0
D |  |  |  |  | 0
E | PCD Neck Size ᴓ 350 mm | nr | 6 |  | 0
E |  |  |  |  | 0
E | Painted plaque diffusers with (Face Dim. 300x300 mm) |  |  |  | 0
E |  |  |  |  | 0
F | PCD Neck Size ᴓ 150 mm | nr | 4 |  | 0
F |  |  |  |  | 0
G | PCD Neck Size ᴓ 200 mm | nr | 20 |  | 0
G |  |  |  |  | 0
G | Supply Painted Perforated Ceiling Diffuser (PRCD) |  |  |  | 0
G |  |  |  |  | 0
G | Supply painted perfotated ceiling diffusers from an approved manufacturer complete with damper and gasket fixed to ductwork as detailed in drawings and specification including all integrals and fixtures with various neck size. |  |  |  | 0
G |  |  |  |  | 0
H | PRCD Neck Size ᴓ 200 mm | nr | 7 |  | 0
H |  |  |  |  | 0
J | PRCD Neck Size ᴓ 400 mm | nr | 9 |  | 0
J |  |  |  |  | 0
K | PRCD Neck Size ᴓ 450 mm | nr | 11 |  | 0
K |  |  |  |  | 0
Page U/3 Total Carried To Section U Collection |  |  |  |  | 0
VENTILATION/ AIR CONDITIONING SYSTEM (CONT'D)
| Painted Supply Grill (SG) |  |  |  | 0
0
A | S.G (size 150x150 mm) | nr | 8 |  | 0
A |  |  |  |  | 0
B | S.G (size 400x150 mm) | nr | 16 |  | 0
B |  |  |  |  | 0
C | S.G (size 500x150 mm) | nr | 2 |  | 0
C |  |  |  |  | 0
D | S.G (size 500x400 mm) | nr | 2 |  | 0
D |  |  |  |  | 0
E | S.G (size 600x200 mm) | nr | 6 |  | 0
E |  |  |  |  | 0
F | S.G (size 600x250 mm) | nr | 2 |  | 0
F |  |  |  |  | 0
G | S.G (size 750x350 mm) | nr | 8 |  | 0
G |  |  |  |  | 0
H | S.G (size 850x200 mm) | nr | 8 |  | 0
H |  |  |  |  | 0
J | S.G (size 900x250 mm) | nr | 2 |  | 0
J |  |  |  |  | 0
K | S.G (size 1000x250 mm) | nr | 2 |  | 0
K |  |  |  |  | 0
L | S.G (size 1000x350 mm) | nr | 4 |  | 0
L |  |  |  |  | 0
M | S.G (size 1250x300 mm) | nr | 2 |  | 0
M |  |  |  |  | 0
M | Painted Return Grill (RG) |  |  |  | 0
M |  |  |  |  | 0
N | R.G (size 150x150 mm) | nr | 5 |  | 0
N |  |  |  |  | 0
P | R.G (size 300x150 mm) | nr | 1 |  | 0
P |  |  |  |  | 0
Q | R.G (size 400x150 mm) | nr | 16 |  | 0
Q |  |  |  |  | 0
R | R.G (size 400x200 mm) | nr | 2 |  | 0
R |  |  |  |  | 0
S | R.G (size 600X200 mm) | nr | 6 |  | 0
S |  |  |  |  | 0
T | R.G (size 600X250 mm) | nr | 2
T
U | R.G (size 600X400 mm) | nr | 4
U
V | R.G (size 600X500 mm) | nr | 2
V
W | R.G (size 600X600 mm) | nr | 2
W
X | R.G (size 800X400 mm) | nr | 4
Page U/4 Total Carried To Section U Collection |  |  |  |  | 0
VENTILATION/ AIR CONDITIONING SYSTEM (CONT'D)
| Painted Return Grill (RG) Cont'd |  |  |  | 0
0
A | R.G (size 850X200 mm) | nr | 8 |  | 0
A |  |  |  |  | 0
B | R.G (size1000X250 mm) | nr | 2 |  | 0
B |  |  |  |  | 0
C | R.G (size1000X350 mm) | nr | 4 |  | 0
C
D | R.G (size1250X300 mm) | nr | 2 |  | 0
D |  |  |  |  | 0
D | Painted Exhaust Air Grill (EAG) |  |  |  | 0
D |  |  |  |  | 0
E | EG (size 150x150 mm) | nr | 122 |  | 0
E |  |  |  |  | 0
F | EG (size 300x250 mm) | nr | 1 |  | 0
F |  |  |  |  | 0
G | EG (size 300x300 mm) | nr | 1 |  | 0
G |  |  |  |  | 0
H | EG (size 350x300 mm) | nr | 1 |  | 0
H |  |  |  |  | 0
J | EG (size 450x300 mm) | nr | 1 |  | 0
J |  |  |  |  | 0
K | EG (size 500x150 mm) | nr | 2 |  | 0
K |  |  |  |  | 0
L | EG (size 500x200 mm) | nr | 1 |  | 0
L |  |  |  |  | 0
M | EG (size 500x250 mm) | nr | 4 |  | 0
M |  |  |  |  | 0
N | EG (size 550x350 mm) | nr | 2 |  | 0
N |  |  |  |  | 0
P | EG (size 750x500 mm) | nr | 2 |  | 0
P |  |  |  |  | 0
Q | EG (size 900x250 mm) | nr | 2 |  | 0
Q |  |  |  |  | 0
Q | Smoke Exhaust Air Grill (SM.G) |  |  |  | 0
Q |  |  |  |  | 0
R | SM.G (size 600x600 mm) | nr | 12
R
R | Exhauste Air Louver (EAL)
R
S | EA.L (size 1400X1100 mm) | nr | 4
R |  |  |  |  | 0
Page U/5 Total Carried To Section U Collection |  |  |  |  | 0
VENTILATION/ AIR CONDITIONING SYSTEM (CONT'D)
| Fresh Air Louver (FAL) |  |  |  | 0
A | FA.L (size 800X700 mm) C/W SAND TRAP | nr | 1 |  | 0
A |  |  |  |  | 0
B | FA.L (size 850X550 mm) C/W SAND TRAP | nr | 1 |  | 0
B |  |  |  |  | 0
C | FA.L (size 950X600 mm) C/W SAND TRAP | nr | 1 |  | 0
C |  |  |  |  | 0
D | FA.L (size 1200X450 mm) C/W SAND TRAP | nr | 1
D |  |  |  |  | 0
E | FA.L (size 1200X700 mm) C/W SAND TRAP | nr | 1
E |  |  |  |  | 0
F | FA.L (size 1900X1000 mm) C/W SAND TRAP | nr | 2 |  | 0
F |  |  |  |  | 0
G | FA.L (size 2000X1100 mm) C/W SAND TRAP | nr | 3 |  | 0
G |  |  |  |  | 0
G | Condensate drainage |  |  |  | 0
G |  |  |  |  | 0
H | Condensate drainage piping network for all HVAC equipment on roof, from units to nearest drain riser or floor drain including pipe work, fittings, connections and all accessories. | Item | 1 |  | 0
H |  |  |  |  | 0
H | Plant and Equipment |  |  |  | 0
H |  |  |  |  | 0
H | Window Unit: |  |  |  | 0
H |  |  |  |  | 0
H | Window type Air Conditioning unit as per specifications and according to drawings including environmentally friendly refrigerant charge, insulated refrigerant piping , control, all electrical works (components, wiring, etc) and all components and accessories. |  |  |  | 0
H
J | Window unit Ref: WU-01 (3.52 KW cooling load) | nr | 12 |  | 0
J
J
Page U/6 Total Carried To Section U Collection |  |  |  |  | 0
| VENTILATION/ AIR CONDITIONING SYSTEM (CONT'D) |  |  |  | 0
0
| VRF system: |  |  |  | 0
0
| VRF system as per specifications and according to drawings, complete with inverter outdoor units, installation skids, controls, valves, control works, initial charges of refrigerant and oil, all electrical components (wiring, controls, etc) and all components and accessories. |  |  |  | 0
0
A | Outdoor unit Ref: OU-01 having a capacity of 31.8 KW. | nr | 1 |  | 0
A |  |  |  |  | 0
B | Outdoor unit Ref: OU-02 having a capacity of 58.3 KW. | nr | 1 |  | 0
B |  |  |  |  | 0
C | Outdoor unit Ref: OU-03 having a capacity of 51.5 KW. | nr | 1 |  | 0
C
C | Fresh Air Handling Units : |  |  |  | 0
C
C | Plastified double skin Air handling unit as specified and according to drawings. Unit shall be complete supply fan, pre and bag filters, DX cooling coil,fresh air intake with sand trap louver, valves, controls, all electrical works (components, wiring, etc.), and all components and accessories. |  |  |  | 0
C |  |  |  |  | 0
D | Fresh Air handling unit Ref: FAHU-01 (85.5 KW cooling load, 1315 L/s air flow rate, 750 pa total static pressure) (Connected to ACU-01). | nr | 1 |  | 0
D |  |  |  |  | 0
E | Fresh Air handling unit Ref: FAHU-02 ( 200.9 KW cooling load, 5120 L/s air flow rate, 750 pa total static pressure) (Connected to ACU-05). | nr | 1 |  | 0
E |  |  |  |  | 0
F | Fresh Air handling unit Ref: FAHU-03 (61.6 KW cooling load, 1203 L/s air flow rate, 750 pa total static pressure) (Connected to ACU-06). | nr | 1 |  | 0
F |  |  |  |  | 0
G | Fresh Air handling unit Ref: FAHU-04 (179.1 KW cooling load, 4566 L/s air flow rate, 750 pa total static pressure) (Connected to ACU-08). | nr | 1 |  | 0
G |  |  |  |  | 0
G |  |  |  |  | 0
G |  |  |  |  | 0
G |  |  |  |  | 0
G |  |  |  |  | 0
G |  |  |  |  | 0
G |  |  |  |  | 0
G |  |  |  |  | 0
G |  |  |  |  | 0
G |  |  |  |  | 0
G |  |  |  |  | 0
Page U/7 Total Carried To Section U Collection |  |  |  |  | 0
| VENTILATION/ AIR CONDITIONING SYSTEM (CONT'D) |  |  |  | 0
| Fresh Air Handling Units (Cont'd) |  |  |  | 0
A | Ref: AHU-01 , Same as above but with Double mixing box instead of fresh air intake and return fan 583.5 KW cooling load, supply fan 10898 L/s air flow rate 750 pa total static pressure,return fan 9598 L/s air flow rate 500 pa total static pressure )(Connected to ACU-02). | nr | 2 |  | 0
A |  |  |  |  | 0
B | Ref: AHU-02 , Same as above but with Double mixing box instead of fresh air intake and return fan 526.2 KW cooling load, supply fan 10629 L/s air flow rate 750 pa total static pressure,return fan 9329 L/s air flow rate 500 pa total static pressure )(Connected to ACU-03). | nr | 2 |  | 0
B |  |  |  |  | 0
C | Ref: AHU-03 , Same as above but with mixing box instead of fresh air intake ( 115.3 KW cooling load, 2488 L/s air flow rate 750 pa total static pressure )(Connected to ACU-07). | nr | 1 |  | 0
C |  |  |  |  | 0
D | Ref: AHU-04 , Same as above but with mixing box instead of fresh air intake ( 188.3 KW cooling load, 5574 L/s air flow rate 750 pa total static pressure )(Connected to ACU-04). | nr | 1 |  | 0
D |  |  |  |  | 0
E | Ref: AHU-05 , Same as above but with mixing box instead of fresh air intake ( 160.7 KW cooling load, 5551 L/s air flow rate 750 pa total static pressure )(Connected to ACU-09). | nr | 1 |  | 0
0
0
0
0
Page U/8 Total Carried To Section U Collection |  |  |  |  | 0
| VENTILATION/ AIR CONDITIONING SYSTEM (CONT'D) |  |  |  | 0
| Air cooled condensing units: |  |  |  | 0
| Air cooled condensing units as per specifications and according to drawings, complete with compressors, condensers, valves, controls, refrigerant piping to the AHUs, insulation, supports, distributers, initial charges of refrigerant and oil, all electrical components (wiring, controls, etc) and all components and accessories. |  |  |  | 0
A | Air cooled condensing unit Ref: ACU-01 (85.5 KW cooling load) | nr | 1
A |  |  |  |  | 0
B | Air cooled condensing unit Ref: ACU-02 (194.5 KW cooling load) | nr | 6
B |  |  |  |  | 0
C | Air cooled condensing unit Ref: ACU-03 (263.1 KW cooling load) | nr | 4
C |  |  |  |  | 0
D | Air cooled condensing unit Ref: ACU-04 (188.3 KW cooling load) | nr | 1 |  | 0
D |  |  |  |  | 0
E | Air cooled condensing unit Ref: ACU-05 (200.9 KW cooling load) | nr | 1 |  | 0
E |  |  |  |  | 0
F | Air cooled condensing unit Ref: ACU-06(61.6 KW cooling load) | nr | 1 |  | 0
F |  |  |  |  | 0
G | Air cooled condensing unit Ref: ACU-07(115.3 KW cooling load) | nr | 1 |  | 0
G |  |  |  |  | 0
H | Air cooled condensing unit Ref: ACU-08(179.1 KW cooling load) | nr | 1 |  | 0
H |  |  |  |  | 0
J | Air cooled condensing unit Ref: ACU-09 (160.7KW cooling load) | nr | 1 |  | 0
J |  |  |  |  | 0
Page U/9 Total Carried To Section U Collection |  |  |  |  | 0
VENTILATION/ AIR CONDITIONING SYSTEM (CONT'D)
VRV Indoor Units
VRV indoor fan coil units as specified and according to drawings of the concealed type. Unit to be complete with casing, fan, motor, filters, valves, control, all electrical works (components, wiring, etc.) and all components and accessories. Electrical power supply 240/1/50 for the follwing:
A | IU-01 2 KW cooling capacity. | nr | 13
A
B | IU-03 3.2 KW cooling capacity. | nr | 10
B
C | IU-01* 2.5 KW cooling capacity. | nr | 4
C
D | IU-03* 4.4 KW cooling capacity. | nr | 4
D
E | IU-04* 6.6 KW cooling capacity. | nr | 2
E
F | IU-05* 9 KW cooling capacity. | nr | 4
F
G | IU-06* 10.5 KW cooling capacity. | nr | 2
G
G | Concealed Split Unit:
G
G | Ducted Concealed split type Air Conditioning unit as per specifications and according to drawings complete with indoor and outdoor units including environmentally friendly refrigerant charge, insulated refrigerant piping , control, all electrical works (components, wiring, etc) and all components and accessories.
G
H | Split AC unit Ref: CSU-1 (4.4 KW cooling load) | nr | 1
H
J | Split AC unit Ref: CSU-1* (5 KW cooling load) | nr | 2
J
J | Decorative Split Unit:
J
J | High wall split type Air Conditioning unit as per specifications and according to drawings complete with indoor and outdoor units including environmentally friendly refrigerant charge, insulated refrigerant piping , control, all electrical works (components, wiring, etc) and all components and accessories.
J
K | Split AC unit Ref: SU-06 (11.3 KW cooling load) | nr | 2
Page U/10 Total Carried To Section U Collection |  |  |  |  | 0
VENTILATION/ AIR CONDITIONING SYSTEM (CONT'D)
Ventilation Fans:
Exhaust inline fan of the Anti-Acid Explosion Proof type and as per specifications and according to drawings from approved manufacturer fixed complete with fan, motor, controls, all electrical components (controls, wiring, etc) and all components and accessories.
A | Exhaust fan Ref: EXH.F-03 (200 L/S air flow rate, 250 Pa total static pressure) | nr | 4
A
A | Exhaust inline twin type Fan as per specifications and according to drawings complete with fan, motor, controls, all electrical components (wiring, controls, etc.) and all components and accessories.
A
B | Exhaust fan Ref: EXH.F-01 (315 L/S air flow rate, 150 Pa total static pressure) | nr | 2
B
C | Exhaust fan Ref: EXH.F-02 (980 L/S air flow rate, 250 Pa total static pressure) | nr | 4
C
C | Exhaust inline Fan as per specifications and according to drawings complete with fan, motor, controls, all electrical components (wiring, controls, etc.) and all components and accessories.
C
D | Exhaust fan Ref: EXH.F-04 (215 L/S air flow rate, 250 Pa total static pressure) | nr | 1
D
E | Exhaust fan Ref: EXH.F-05 (550 L/S air flow rate, 250 Pa total static pressure) | nr | 2
E
F | Exhaust fan Ref: EXH.F-06 (375 L/S air flow rate, 350 Pa total static pressure) | nr | 2
F
G | Exhaust fan Ref: EXH.F-07 (150 L/S air flow rate, 250 Pa total static pressure) | nr | 1
G
H | Exhaust fan Ref: EXH.F-08 (240 L/S air flow rate, 250 Pa total static pressure) | nr | 1
H
J | Exhaust fan Ref: EXH.F-09 (200 L/S air flow rate, 250 Pa total static pressure) | nr | 1
J
Page U/11 Total Carried To Section U Collection |  |  |  |  | 0
VENTILATION/ AIR CONDITIONING SYSTEM (CONT'D)
Ventilation Fans (cont'd)
A | Exhaust fan Ref: EXH.F-10 (370 L/S air flow rate, 250 Pa total static pressure) | nr | 1
A
B | Exhaust fan Ref: EXH.F-11 (160 L/S air flow rate, 250 Pa total static pressure) | nr | 1
B
C | Exhaust fan Ref: EXH.F-12 (1550 L/S air flow rate, 250 Pa total static pressure) | nr | 1
C
D | Exhaust fan Ref: EXH.F-13 (222 L/S air flow rate, 250 Pa total static pressure) | nr | 2
D
E | Exhaust fan Ref: EXH.F-14 (375 L/S air flow rate, 350 Pa total static pressure) | nr | 2
E
E | Smoke extract fans
E
E | In-line smoke extract fan as specified and as per drawings and equipment of schedule. Unit to be complete with casing, fan, motor, bases, control, all electrical works (components, wiring, etc.) and all components and accessories. Electrical power supply 415/3/50 for the following units:
E
F | Smoke fan Ref: SM.F-01 (5300 L/S air flow rate, 250 Pa total static pressure, 2 hr at 300 c) | 2 | nr
F
F | Ecology units
F
F | Ecology unit as specified and as per drawings and equipment of schedule. Unit to be complete with centrifugal exhaust fan section, motor, pulleys, belts, filtration section, odor control section, air monitoring cabinet, bases, drain connection, control, all electrical works (components, wiring, etc.) and all components and accessories. Electrical power supply 415/3/50 for the following units:
G | EU-01 (1166 L/S air flow rate, 650 Pa total static pressure) | nr | 1
G
H | EU-02 (4858 L/S air flow rate, 650 Pa total static pressure) | nr | 1
H
J | EU-03 (1416 L/S air flow rate, 650 Pa total static pressure) | nr | 1
J
K | EU-04 (5273 L/S air flow rate, 650 Pa total static pressure) | nr | 1
Page U/12 Total Carried To Section U Collection |  |  |  |  | 0
VENTILATION/ AIR CONDITIONING SYSTEM (CONT'D)
Control Works
A | Control systems as specified and according to drawings including sensors, dampers actuators, valves actuators, controllers, wiring, cables, panels ,gate ways ,connections and all components and accessories for the connection to the BMS. | Item | 1
A
A | SUNDRIES |  |  |  | 0
A |  |  |  |  | 0
B | Allow for making the positions of all holes, mortises, chases and similar | Item | 1 |  | 0
B |  |  |  |  | 0
C | Allow for painting, plates discs and labels etc. for the identification of plant equipment appliances, pipes, valves and similar | Item | 1 |  | 0
C |  |  |  |  | 0
D | Allow for providing spare parts and tools as required by specifications | Item | 1 |  | 0
D |  |  |  |  | 0
E | Allow for providing manuals, catalogues, drawings and samples | Item | 1 |  | 0
E |  |  |  |  | 0
F | Allow for providing as built record drawings | Item | 1 |  | 0
F |  |  |  |  | 0
G | Allow for providing shop and working drawings | Item | 1 |  | 0
G |  |  |  |  | 0
H | Allow for adjusting, testing, commissioning ( TAB Works ) and preparation of report and approval | Item | 1 |  | 0
H |  |  |  |  | 0
J | Allow for all builder's work associated | Item | 1 |  | 0
J |  |  |  |  | 0
K | Allow for providing and building in pipe or duct sleeves, flashing sleeves and passive fire protection as specified | Item | 1 |  | 0
0
0
0
0
0
0
0
0
0
0
0
0
0
0
0
Page U/13 Total Carried To Section U Collection |  |  |  |  | 0
VENTILATION/ AIR CONDITIONING SYSTEM (CONT'D)
Addition/ Omissions/ New Items if any to be inserted here by the Contractor
Contractor to individually Specify and Itemise:
A
B
C
D
E
F
Page U/14 Total Carried To Section U Collection |  |  |  |  | 0
VENTILATION/ AIR CONDITIONING SYSTEM
COLLECTION
| Total Page U/1 |  |  |  | 0
| Total Page U/2 |  |  |  | 0
| Total Page U/3 |  |  |  | 0
| Total Page U/4 |  |  |  | 0
| Total Page U/5 |  |  |  | 0
| Total Page U/6 |  |  |  | 0
| Total Page U/7 |  |  |  | 0
| Total Page U/8 |  |  |  | 0
| Total Page U/9 |  |  |  | 0
| Total Page U/10 |  |  |  | 0
| Total Page U/11 |  |  |  | 0
| Total Page U/12 |  |  |  | 0
| Total Page U/13 |  |  |  | 0
| Total Page U/14 |  |  |  | 0
TOTAL OF SECTION U - VENTILATION/ AIR CONDITIONING SYSTEM CARRIED TO SUMMARY |  |  |  |  | 0

## V- Electrical Installation
28.1 NCO, JUNIORS & SOLDIERS MESS
Item | Description | Unit | Quantity | Rate | Amount
SECTION - V
ELECTRICAL INSTALLATION
Important Notes
All electrical items given below shall be read in conjunction with parts of the Electrical Technical Specifications and the Electrical Drawings except where otherwise indicated.
The Contractor shall supply and install all equipment and material mentioned hereunder in accordance with the Technical Specifications and from approved and reputable manufacturers, all in compliance with the technical Specifications, manufacturer's instructions and shall carry out all the necessary testing and commissioning to the approval and satisfaction of the Engineer.
The Contractor is advised to carefully read the notes during pricing for all electrical items installation when pricing the works in this section.
Maintenance and the required spare parts during the guarantee period with no extra cost to the project.
The Contractor shall take in consideration the spare part items as per to the Specifications.
1 |  |  |  |  | 0
ELECTRICAL INSTALLATION (Cont'd)
Y71 LV Switchgear and distribution boards
Sub-main distribution board types complete as detailed on the Drawings and as described in the Specification, fixed to prepared base/wall mounted.
A | Sub-main switchboard SMDP-28.1-G1 | nr | 1 |  | 0
A |  |  |  |  | 0
B | Sub-main switchboard SMDP-28.1-G2 | nr | 1 |  | 0
B |  |  |  |  | 0
C | Sub-main switchboard SMDP-28.1-G2 | nr | 1 |  | 0
C |  |  |  |  | 0
D | Sub-main switchboard SMDP-28.1-F3 | nr | 1 |  | 0
D |  |  |  |  | 0
E | Sub-main switchboard SMEDP-28.1-G1 | nr | 1 |  | 0
E |  |  |  |  | 0
F | Sub-main switchboard SMEDP-28.1-G2 | nr | 1 |  | 0
F |  |  |  |  | 0
G | Sub-main switchboard SMDP-28.1-KG1 | nr | 1 |  | 0
G |  |  |  |  | 0
H | Sub-main switchboard SMDP-28.1-KG2 | nr | 1 |  | 0
H |  |  |  |  | 0
J | Sub-main switchboard SMDP-28.1-KF1 | nr | 1 |  | 0
J |  |  |  |  | 0
K | Sub-main switchboard SMDP-28.1-KF2 | nr | 1 |  | 0
K |  |  |  |  | 0
L | Sub-main switchboard UDP-28.1-G1 | nr | 1 |  | 0
L |  |  |  |  | 0
M | Sub-main switchboard UDP-28.1-G2 | nr | 1 |  | 0
M |  |  |  |  | 0
M | Distribution board types complete as detailed on the Drawings and as described in the Specification, fixed to prepared base/wall mounted. |  |  |  | 0
M |  |  |  |  | 0
N | Distribution board type LP-28.1-G1 | nr | 1 |  | 0
N |  |  |  |  | 0
P | Distribution board type PP-28.1-G1 | nr | 1 |  | 0
P |  |  |  |  | 0
Q | Distribution board type ACP-28.1-G1 | nr | 1 |  | 0
Q |  |  |  |  | 0
R | Distribution board type LP-28.1-F1 | nr | 1 |  | 0
R |  |  |  |  | 0
S | Distribution board type PP-28.1-F1 | nr | 1 |  | 0
S |  |  |  |  | 0
T | Distribution board type ACP-28.1-F1 | nr | 1 |  | 0
T |  |  |  |  | 0
U | Distribution board type LP-28.1-G2 | nr | 1 |  | 0
U |  |  |  |  | 0
V | Distribution board type PP-28.1-G2 | nr | 1 |  | 0
V |  |  |  |  | 0
W | Distribution board type ACP-28.1-G2 | nr | 1 |  | 0
W |  |  |  |  | 0
2 |  |  |  |  | 0
ELECTRICAL INSTALLATION (Cont'd)
| Y71 LV Switchgear and distribution boards |  |  |  | 0
0
| Distribution board types complete as detailed on the Drawings and as described in the Specification, fixed to prepared base/wall mounted. |  |  |  | 0
0
A | Distribution board type LP-28.1-F2 | nr | 1 |  | 0
A |  |  |  |  | 0
B | Distribution board type PP-28.1-F2 | nr | 1 |  | 0
B |  |  |  |  | 0
C | Distribution board type ACP-28.1-F2 | nr | 1 |  | 0
C |  |  |  |  | 0
D | Distribution board type PP- PUMP | nr | 1 |  | 0
D |  |  |  |  | 0
E | Distribution board type LP-28.1-KIT.-1 | nr | 1 |  | 0
E |  |  |  |  | 0
F | Distribution board type PP-28.1-KG1-1 | nr | 1 |  | 0
F |  |  |  |  | 0
G | Distribution board type PP-28.1-KG1-3 | nr | 1 |  | 0
G |  |  |  |  | 0
H | Distribution board type LP-28.1-KIT.-2 | nr | 1 |  | 0
H |  |  |  |  | 0
J | Distribution board type PP-28.1-KG2-1 | nr | 1 |  | 0
J |  |  |  |  | 0
K | Distribution board type PP-28.1-KG2-3 | nr | 1 |  | 0
K |  |  |  |  | 0
L | Distribution board type PP-28.1-KG1-2 | nr | 1 |  | 0
L |  |  |  |  | 0
M | Distribution board type PP-28.1-KF1-1 | nr | 1 |  | 0
M |  |  |  |  | 0
N | Distribution board type PP-28.1-KF1-2 | nr | 1 |  | 0
N |  |  |  |  | 0
P | Distribution board type PP-28.1-KF2-2 | nr | 1 |  | 0
P |  |  |  |  | 0
Q | Distribution board type PP-28.1-KF2-3 | nr | 1 |  | 0
Q |  |  |  |  | 0
R | Distribution board type EPP-28.1-KG1 | nr | 1 |  | 0
R |  |  |  |  | 0
S | Distribution board type EPP-28.1-KF1 | nr | 1 |  | 0
S |  |  |  |  | 0
T | Distribution board type EACP-28.1-G1 | nr | 1 |  | 0
T |  |  |  |  | 0
U | Distribution board type EPP-28.1-QESC-F1 | nr | 1 |  | 0
U |  |  |  |  | 0
V | Distribution board type UDP-28.1-G1 | nr | 1 |  | 0
V |  |  |  |  | 0
W | Distribution board type UP-28.1-G1 | nr | 1 |  | 0
0
3 |  |  |  |  | 0
ELECTRICAL INSTALLATION (Cont'd)
A | Distribution board type UP-28.1-F1 | nr | 1 |  | 0
A |  |  |  |  | 0
B | Distribution board type EPP-28.1-KG2 | nr | 1 |  | 0
B |  |  |  |  | 0
C | Distribution board type EACP-28.1-G2 | nr | 1 |  | 0
C |  |  |  |  | 0
D | Distribution board type EPP-28.1-QESC-G2 | nr | 1 |  | 0
D |  |  |  |  | 0
E | Distribution board type EPP-28.1-QESC-F2 | nr | 1 |  | 0
E |  |  |  |  | 0
F | Distribution board type UP-28.1-G2 | nr | 1 |  | 0
F |  |  |  |  | 0
G | Distribution board type UP-28.1-F2 | nr | 1 |  | 0
G |  |  |  |  | 0
G | MCC as detailed on the drawings and as described in the Specification, including switchboard, components, cables, relays, conduits, earthling system, cable trays, fitting, protections, contactors, alarms, wiring and all accessories. |  |  |  | 0
G |  |  |  |  | 0
H | MCC-28.1-R1,630A | nr | 1 |  | 0
H |  |  |  |  | 0
J | MCC-28.1-R2,320A | nr | 1 |  | 0
J |  |  |  |  | 0
K | MCC-28.1-R3,630A | nr | 1 |  | 0
K |  |  |  |  | 0
L | MCC-22.2-R4,630A | nr | 1 |  | 0
L |  |  |  |  | 0
M | MCC-22.2-R5,320A | nr | 1 |  | 0
M |  |  |  |  | 0
N | MCC-22.2-R6,630A | nr | 1 |  | 0
N |  |  |  |  | 0
P | MCC-22.2-R7,630A | nr | 1 |  | 0
P |  |  |  |  | 0
Q | EMCC-28.1-R1,40A | nr | 1 |  | 0
Q |  |  |  |  | 0
R | MCC-28.1-F2,630A | nr | 1 |  | 0
R |  |  |  |  | 0
S | MCC-28.1-F1,630A | nr | 1 |  | 0
S |  |  |  |  | 0
4 |  |  |  |  | 0
ELECTRICAL INSTALLATION (Cont'd)
| Y60 Conduit and Cable Trunking |  |  |  | 0
| Y61 HV/LV Cables and Wiring |  |  |  | 0
0
| 0.6/1KV copper cables including conduits or cable trays with all conduit or cable tray accessories, cable glands, termination boxes, fixation, termination and connections, laying, jointing, etc. as specified |  |  |  | 0
0
A | From SMDP-28.1-G1 to LP-28.1-G1 ;1x4Cx16mm² CU/XLPE/SWA/LSF cable + 1Cx16mm² CU/XLPE/LSF cable | m | 15 |  | 0
A |  |  |  |  | 0
B | From SMDP-28.1-G1 to PP-28.1-G1 ;1x4Cx16mm² CU/XLPE/SWA/LSF cable + 1Cx16mm² CU/XLPE/LSF cable | m | 15 |  | 0
B |  |  |  |  | 0
C | From SMDP-28.1-G1 to ACP-28.1-G1 ;1x4Cx16mm² CU/XLPE/SWA/LSF cable + 1Cx16mm² CU/XLPE/LSF cable | m | 25 |  | 0
C |  |  |  |  | 0
D | From SMDP-28.1-G1 to LP-28.1-F1 ;1x4Cx16mm² CU/XLPE/SWA/LSF cable + 1Cx16mm² CU/XLPE/LSF cable | m | 15 |  | 0
D |  |  |  |  | 0
E | From SMDP-28.1-G1 to PP-28.1-F1 ;1x4Cx16mm² CU/XLPE/SWA/LSF cable + 1Cx16mm² CU/XLPE/LSF cable | m | 15 |  | 0
E |  |  |  |  | 0
F | From SMDP-28.1-G1 to ACP-28.1-F1 ;1x4Cx16mm² CU/XLPE/SWA/LSF cable + 1Cx16mm² CU/XLPE/LSF cable | m | 25 |  | 0
F |  |  |  |  | 0
G | From SMDP-28.1-G1 to ELEVATOR ;1x4Cx25mm² CU/XLPE/SWA/LSF cable + 1Cx16mm² CU/XLPE/LSF cable | m | 120 |  | 0
G |  |  |  |  | 0
H | From SMDP-28.1-G1 to ELEVATOR ;1x4Cx25mm² CU/XLPE/SWA/LSF cable + 1Cx16mm² CU/XLPE/LSF cable | m | 120 |  | 0
H |  |  |  |  | 0
J | From SMDP-28.1-G2 to LP-28.1-G2 ;1x4Cx16mm² CU/XLPE/SWA/LSF cable + 1Cx16mm² CU/XLPE/LSF cable | m | 35 |  | 0
J |  |  |  |  | 0
K | From SMDP-28.1-G2 to PP-28.1-G2 ;1x4Cx16mm² CU/XLPE/SWA/LSF cable + 1Cx16mm² CU/XLPE/LSF cable | m | 80 |  | 0
0
5 |  |  |  |  | 0
ELECTRICAL INSTALLATION (Cont'd)
A | From SMDP-28.1-G2 to ACP-28.1-G2 ;1x4Cx16mm² CU/XLPE/SWA/LSF cable + 1Cx16mm² CU/XLPE/LSF cable | m | 15 |  | 0
A |  |  |  |  | 0
B | From SMDP-28.1-G2 to LP-28.1-F2 ;1x4Cx16mm² CU/XLPE/SWA/LSF cable + 1Cx16mm² CU/XLPE/LSF cable | m | 80 |  | 0
B |  |  |  |  | 0
C | From SMDP-28.1-G2 to PP-28.1-F2 ;1x4Cx16mm² CU/XLPE/SWA/LSF cable + 1Cx16mm² CU/XLPE/LSF cable | m | 145 |  | 0
C |  |  |  |  | 0
D | From SMDP-28.1-G2 to ACP-28.1-F2 ;1x4Cx16mm² CU/XLPE/SWA/LSF cable + 1Cx16mm² CU/XLPE/LSF cable | m | 15 |  | 0
D |  |  |  |  | 0
E | From SMDP-28.1-G2 to ELEVATOR ;1x4Cx25mm² CU/XLPE/SWA/LSF cable + 1Cx16mm² CU/XLPE/LSF cable | m | 120 |  | 0
E |  |  |  |  | 0
F | From SMDP-28.1-G2 to ELEVATOR ;1x4Cx25mm² CU/XLPE/SWA/LSF cable + 1Cx16mm² CU/XLPE/LSF cable | m | 120 |  | 0
F |  |  |  |  | 0
G | From SMDP-28.1-G3 to WATER HEATER ;1x4Cx120mm² CU/XLPE/SWA/LSF cable + 1Cx70mm² CU/XLPE/LSF cable | m | 15 |  | 0
G |  |  |  |  | 0
H | From SMDP-28.1-G3 to WATER HEATER ;1x4Cx120mm² CU/XLPE/SWA/LSF cable + 1Cx70mm² CU/XLPE/LSF cable | m | 15 |  | 0
H |  |  |  |  | 0
J | From SMDP-28.1-G3 to WATER HEATER ;1x4Cx120mm² CU/XLPE/SWA/LSF cable + 1Cx70mm² CU/XLPE/LSF cable | m | 15 |  | 0
J |  |  |  |  | 0
K | From SMDP-28.1-F3 to WATER HEATER ;1x4Cx120mm² CU/XLPE/SWA/LSF cable + 1Cx70mm² CU/XLPE/LSF cable | m | 25 |  | 0
K |  |  |  |  | 0
L | From SMDP-28.1-F3 to WATER HEATER ;1x4Cx120mm² CU/XLPE/SWA/LSF cable + 1Cx70mm² CU/XLPE/LSF cable | m | 25 |  | 0
L |  |  |  |  | 0
M | From SMDP-28.1-F3 to PP-PUMP ;1x4Cx120mm² CU/XLPE/SWA/LSF cable + 1Cx70mm² CU/XLPE/LSF cable | m | 25 |  | 0
0
6 |  |  |  |  | 0
ELECTRICAL INSTALLATION (Cont'd)
A | From SMDP-28.1-KG1 to PP-28.1-KG1-1;1x4Cx25mm² CU/XLPE/SWA/LSF cable + 1Cx16mm² CU/XLPE/LSF cable | m | 80 |  | 0
A |  |  |  |  | 0
B | From SMDP-28.1-KG1 to PP-28.1-KG1-3;1x4Cx16mm² CU/XLPE/SWA/LSF cable + 1Cx16mm² CU/XLPE/LSF cable | m | 145 |  | 0
B |  |  |  |  | 0
C | From SMDP-28.1-KG1 to ROTARY OVEN;1x4Cx50mm² CU/XLPE/SWA/LSF cable + 1Cx25mm² CU/XLPE/LSF cable | m | 80 |  | 0
C |  |  |  |  | 0
D | From SMDP-28.1-KG1 to CONVECTION OVEN ;1x4Cx25mm² CU/XLPE/SWA/LSF cable + 1Cx16mm² CU/XLPE/LSF cable | m | 170 |  | 0
D |  |  |  |  | 0
E | From SMDP-28.1-KG1 to LP-28.1-KIT.-1;1x4Cx16mm² CU/XLPE/SWA/LSF cable + 1Cx16mm² CU/XLPE/LSF cable | m | 80 |  | 0
E |  |  |  |  | 0
F | From SMDP-28.1-KG2 to PP-28.1-KG2-1;1x4Cx25mm² CU/XLPE/SWA/LSF cable + 1Cx16mm² CU/XLPE/LSF cable | m | 15 |  | 0
F |  |  |  |  | 0
G | From SMDP-28.1-KG2 to PP-28.1-KG2-3;1x4Cx16mm² CU/XLPE/SWA/LSF cable + 1Cx16mm² CU/XLPE/LSF cable | m | 210 |  | 0
G |  |  |  |  | 0
H | From SMDP-28.1-KG2 to CONVECTION OVEN ;1x4Cx50mm² CU/XLPE/SWA/LSF cable + 1Cx25mm² CU/XLPE/LSF cable | m | 10 |  | 0
H |  |  |  |  | 0
J | From SMDP-28.1-KG2 to COMBI OVEN ;1x4Cx25mm² CU/XLPE/SWA/LSF cable + 1Cx16mm² CU/XLPE/LSF cable | m | 10 |  | 0
J |  |  |  |  | 0
K | From SMDP-28.1-KG2 to DEEP FAT FRYER;1x4Cx120mm² CU/XLPE/SWA/LSF cable + 1Cx70mm² CU/XLPE/LSF cable | m | 10 |  | 0
K |  |  |  |  | 0
L | From SMDP-28.1-KF1 to PP-28.1-KF1-1;1x4Cx25mm² CU/XLPE/SWA/LSF cable + 1Cx16mm² CU/XLPE/LSF cable | m | 255 |  | 0
L |  |  |  |  | 0
M | From SMDP-28.1-KF1 to PP-28.1-KF1-2;1x4Cx16mm² CU/XLPE/SWA/LSF cable + 1Cx16mm² CU/XLPE/LSF cable | m | 10 |  | 0
M |  |  |  |  | 0
7 |  |  |  |  | 0
ELECTRICAL INSTALLATION (Cont'd)
A | From SMDP-28.1-KF1 to PP-28.1-KG1-2;1x4Cx25mm² CU/XLPE/SWA/LSF cable + 1Cx16mm² CU/XLPE/LSF cable | m | 60 |  | 0
A |  |  |  |  | 0
B | From SMDP-28.1-KF1 to ELEVATOR ;1x4Cx25mm² CU/XLPE/SWA/LSF cable + 1Cx16mm² CU/XLPE/LSF cable | m | 120 |  | 0
B | 450/750V copper Cables including conduits or cable trays with all conduit or cable tray accessories, cable glands, termination boxes, fixation, termination and connections, laying, jointing, etc. as specified |  |  |  | 0
B |  |  |  |  | 0
C | From SMDP-28.1-KF2 to PP-28.1-KF2-1;1x4Cx25mm² CU/XLPE/SWA/LSF cable + 1Cx16mm² CU/XLPE/LSF cable | m | 10 |  | 0
C |  |  |  |  | 0
D | From SMDP-28.1-KF2 to PP-28.1-KF2-2;1x4Cx16mm² CU/XLPE/SWA/LSF cable + 1Cx16mm² CU/XLPE/LSF cable | m | 15 |  | 0
D |  |  |  |  | 0
E | From SMDP-28.1-KF2 to PP-28.1-KF2-3;1x4Cx16mm² CU/XLPE/SWA/LSF cable + 1Cx16mm² CU/XLPE/LSF cable | m | 10 |  | 0
E |  |  |  |  | 0
F | From SMDP-28.1-KF2 to PP-28.1-KG2-2;1x4Cx25mm² CU/XLPE/SWA/LSF cable + 1Cx16mm² CU/XLPE/LSF cable | m | 10 |  | 0
F |  |  |  |  | 0
G | From SMDP-28.1-KF2 to ELEVATOR ;1x4Cx25mm² CU/XLPE/SWA/LSF cable + 1Cx16mm² CU/XLPE/LSF cable | m | 120 |  | 0
G |  |  |  |  | 0
H | From SMDP-28.1-KF2 to CONVECTION OVEN ;1x4Cx35mm² CU/XLPE/SWA/LSF cable + 1Cx16mm² CU/XLPE/LSF cable | m | 95 |  | 0
H |  |  |  |  | 0
J | From SMDP-28.1-KF2 to CONVECTION OVEN ;1x4Cx35mm² CU/XLPE/SWA/LSF cable + 1Cx16mm² CU/XLPE/LSF cable | m | 95 |  | 0
J |  |  |  |  | 0
K | From SMDP-28.1-KF2 to DEEP FAT FRYER;1x4Cx35mm² CU/XLPE/SWA/LSF cable + 1Cx16mm² CU/XLPE/LSF cable | m | 95 |  | 0
K |  |  |  |  | 0
L | From SMDP-28.1-KF2 to DEEP FAT FRYER;1x4Cx35mm² CU/XLPE/SWA/LSF cable + 1Cx16mm² CU/XLPE/LSF cable | m | 95 |  | 0
L
8 |  |  |  |  | 0
ELECTRICAL INSTALLATION (Cont'd)
A | From SMEDP-28.1-G1 to EPP-28.1-KG1;1x4Cx16mm² CU/XLPE/SWA/LSF cable + 1Cx16mm² CU/XLPE/LSF cable | m | 15 |  | 0
A |  |  |  |  | 0
B | From SMEDP-28.1-G1 to EPP-28.1-KF1;1x4Cx16mm² CU/XLPE/SWA/LSF cable + 1Cx16mm² CU/XLPE/LSF cable | m | 25 |  | 0
B |  |  |  |  | 0
C | From SMEDP-28.1-G1 to EACP-28.1-G1;1x4Cx16mm² CU/XLPE/SWA/LSF cable + 1Cx16mm² CU/XLPE/LSF cable | m | 15 |  | 0
C |  |  |  |  | 0
D | From SMEDP-28.1-G1 to EPP-28.1-QESC-F1 ;1x4Cx16mm² CU/XLPE/SWA/LSF cable + 1Cx16mm² CU/XLPE/LSF cable | m | 75 |  | 0
D |  |  |  |  | 0
E | From SMEDP-28.1-G1 to SBP1 ;1x4Cx35mm² CU/XLPE/SWA/LSF cable + 1Cx16mm² CU/XLPE/LSF cable | m | 25 |  | 0
E |  |  |  |  | 0
F | From SBP1 to UDP-28.1-G1 ;1x4Cx35mm² CU/XLPE/SWA/LSF cable + 1Cx16mm² CU/XLPE/LSF cable |  | 15 |  | 0
F |  |  |  |  | 0
G | From SMEDP-28.1-G1 to EMCC-28.1-R1;1x4Cx25mm² CU/XLPE/SWA/LSF cable + 1Cx16mm² CU/XLPE/LSF cable | m | 80 |  | 0
G |  |  |  |  | 0
H | From UDP-28.1-G1 to UP-28.1-G1;1x4Cx50mm² CU/XLPE/SWA/LSF cable + 1Cx25mm² CU/XLPE/LSF cable | m | 25 |  | 0
H |  |  |  |  | 0
J | From UDP-28.1-G1 to UP-28.1-F1;1x4Cx25mm² CU/XLPE/SWA/LSF cable + 1Cx16mm² CU/XLPE/LSF cable | m | 45 |  | 0
J |  |  |  |  | 0
K | From SMEDP-28.1-G2 to EPP-28.1-KG2;1x4Cx50mm² CU/XLPE/SWA/LSF cable + 1Cx25mm² CU/XLPE/LSF cable | m | 15 |  | 0
K |  |  |  |  | 0
L | From SMEDP-28.1-G2 to EACP-28.1-G2;1x4Cx16mm² CU/XLPE/SWA/LSF cable + 1Cx16mm² CU/XLPE/LSF cable | m | 15 |  | 0
L |  |  |  |  | 0
M | From SMEDP-28.1-G2 to EPP-28.1-QESC-G2 ;1x4Cx16mm² CU/XLPE/SWA/LSF cable + 1Cx16mm² CU/XLPE/LSF cable | m | 50 |  | 0
M |  |  |  |  | 0
9 |  |  |  |  | 0
ELECTRICAL INSTALLATION (Cont'd)
A | From SMEDP-28.1-G2 to EPP-28.1-QESC-F2 ;1x4Cx16mm² CU/XLPE/SWA/LSF cable + 1Cx16mm² CU/XLPE/LSF cable | m | 75 |  | 0
A |  |  |  |  | 0
B | From SMEDP-28.1-G2 to SBP1 ;1x4Cx35mm² CU/XLPE/SWA/LSF cable + 1Cx16mm² CU/XLPE/LSF cable | m | 25 |  | 0
B |  |  |  |  | 0
C | From SBP1 to UDP-28.1-G2 ;1x4Cx35mm² CU/XLPE/SWA/LSF cable + 1Cx16mm² CU/XLPE/LSF cable | m | 25 |  | 0
C |  |  |  |  | 0
D | From UDP-28.1-G2 to UP-28.1-G2;1x4Cx25mm² CU/XLPE/SWA/LSF cable + 1Cx16mm² CU/XLPE/LSF cable | m | 25 |  | 0
D |  |  |  |  | 0
E | From UDP-28.1-G2 to UP-28.1-F2;1x4Cx16mm² CU/XLPE/SWA/LSF cable + 1Cx16mm² CU/XLPE/LSF cable | m | 45 |  | 0
E |  |  |  |  | 0
F | From MCC-28.1-R1 to ACU-02 ;1x4Cx150mm² CU/XLPE/SWA/LSF cable + 1Cx70mm² CU/XLPE/LSF cable | m | 35 |  | 0
F |  |  |  |  | 0
G | From MCC-28.1-R1 to ACU-02 ;1x4Cx150mm² CU/XLPE/SWA/LSF cable + 1Cx70mm² CU/XLPE/LSF cable | m | 35 |  | 0
G |  |  |  |  | 0
H | From MCC-28.1-R1 to EXH.F-02 ;1x2Cx16mm² CU/XLPE/SWA/LSF cable + 1Cx16mm² CU/XLPE/LSF cable | m | 50 |  | 0
H |  |  |  |  | 0
J | From MCC-28.1-R1 to EXH.F-05 ;1x2Cx16mm² CU/XLPE/SWA/LSF cable + 1Cx16mm² CU/XLPE/LSF cable | m | 50 |  | 0
J |  |  |  |  | 0
K | From MCC-28.1-R2 to ACU-02 ;1x4Cx150mm² CU/XLPE/SWA/LSF cable + 1Cx70mm² CU/XLPE/LSF cable | m | 15 |  | 0
K |  |  |  |  | 0
L | From MCC-28.1-R2 to AHU-01 SUPPLY FAN ;2//(1x3Cx16mm²) CU/XLPE/SWA/LSF cable + 1Cx16mm² CU/XLPE/LSF cable | m | 15 |  | 0
L |  |  |  |  | 0
M | From MCC-28.1-R2 to AHU-01 RETURN FAN ;1x4Cx16mm² CU/XLPE/SWA/LSF cable + 1Cx16mm² CU/XLPE/LSF cable | m | 15 |  | 0
M |  |  |  |  | 0
10 |  |  |  |  | 0
ELECTRICAL INSTALLATION (Cont'd)
A | From MCC-28.1-R3 to ACU-03 ;1x4Cx150mm² CU/XLPE/SWA/LSF cable + 1Cx70mm² CU/XLPE/LSF cable | m | 45 |  | 0
A |  |  |  |  | 0
B | From MCC-28.1-R3 to ACU-03 ;1x4Cx150mm² CU/XLPE/SWA/LSF cable + 1Cx70mm² CU/XLPE/LSF cable | m | 45 |  | 0
B |  |  |  |  | 0
C | From MCC-28.1-R3 to AHU-02 SUPPLY FAN ;2//(1x3Cx16mm²) CU/XLPE/SWA/LSF cable + 1Cx16mm² CU/XLPE/LSF cable | m | 50 |  | 0
C |  |  |  |  | 0
D | From MCC-28.1-R3 to AHU-02 RETURN FAN ;1x4Cx16mm² CU/XLPE/SWA/LSF cable + 1Cx16mm² CU/XLPE/LSF cable | m | 50 |  | 0
D |  |  |  |  | 0
E | From MCC-28.1-R4 to ACU-02 ;1x4Cx150mm² CU/XLPE/SWA/LSF cable + 1Cx70mm² CU/XLPE/LSF cable | m | 35 |  | 0
E |  |  |  |  | 0
F | From MCC-28.1-R4 to ACU-02 ;1x4Cx150mm² CU/XLPE/SWA/LSF cable + 1Cx70mm² CU/XLPE/LSF cable | m | 35 |  | 0
F |  |  |  |  | 0
G | From MCC-28.1-R4 to EXH.F-02 ;1x2Cx16mm² CU/XLPE/SWA/LSF cable + 1Cx16mm² CU/XLPE/LSF cable | m | 50 |  | 0
G |  |  |  |  | 0
H | From MCC-28.1-R4 to EXH.F-04 ;1x2Cx16mm² CU/XLPE/SWA/LSF cable + 1Cx16mm² CU/XLPE/LSF cable | m | 50 |  | 0
H |  |  |  |  | 0
J | From MCC-28.1-R4 to EXH.F-05 ;1x2Cx16mm² CU/XLPE/SWA/LSF cable + 1Cx16mm² CU/XLPE/LSF cable | m | 60 |  | 0
J |  |  |  |  | 0
K | From MCC-28.1-R5 to ACU-02 ;1x4Cx150mm² CU/XLPE/SWA/LSF cable + 1Cx70mm² CU/XLPE/LSF cable | m | 15 |  | 0
K |  |  |  |  | 0
L | From MCC-28.1-R5 to AHU-01 SUPPLY FAN ;2//(1x3Cx16mm²)CU/XLPE/SWA/LSF cable + 1Cx16mm² CU/XLPE/LSF cable | m | 15 |  | 0
L |  |  |  |  | 0
M | From MCC-28.1-R5 to AHU-01 RETURN FAN ;1x4Cx16mm² CU/XLPE/SWA/LSF cable + 1Cx16mm² CU/XLPE/LSF cable | m | 15 |  | 0
M |  |  |  |  | 0
11 |  |  |  |  | 0
ELECTRICAL INSTALLATION (Cont'd)
A | From MCC-28.1-R6 to ACU-03 ;1x4Cx150mm² CU/XLPE/SWA/LSF cable + 1Cx70mm² CU/XLPE/LSF cable | m | 45 |  | 0
A |  |  |  |  | 0
B | From MCC-28.1-R6 to ACU-03 ;1x4Cx150mm² CU/XLPE/SWA/LSF cable + 1Cx70mm² CU/XLPE/LSF cable | m | 45 |  | 0
B |  |  |  |  | 0
C | From MCC-28.1-R6 to AHU-02 SUPPLY FAN ;2//(1x3Cx16mm²)CU/XLPE/SWA/LSF cable + 1Cx16mm² CU/XLPE/LSF cable | m | 50 |  | 0
C |  |  |  |  | 0
D | From MCC-28.1-R6 to AHU-02 RETURN FAN ;1x4Cx16mm² CU/XLPE/SWA/LSF cable + 1Cx16mm² CU/XLPE/LSF cable | m | 50 |  | 0
D |  |  |  |  | 0
E | From MCC-28.1-R7 to ACU-08 ;1x4Cx150mm² CU/XLPE/SWA/LSF cable + 1Cx70mm² CU/XLPE/LSF cable | m | 15 |  | 0
E |  |  |  |  | 0
F | From MCC-28.1-R7 to ACU-09 ;1x4Cx150mm² CU/XLPE/SWA/LSF cable + 1Cx70mm² CU/XLPE/LSF cable | m | 40 |  | 0
F |  |  |  |  | 0
G | From MCC-28.1-R7 to FAHU-04 ;1x4Cx16mm² CU/XLPE/SWA/LSF cable + 1Cx16mm² CU/XLPE/LSF cable | m | 20 |  | 0
G |  |  |  |  | 0
H | From MCC-28.1-R7 to OU-02 ;2//(1x3Cx25mm²) CU/XLPE/SWA/LSF cable + 1Cx16mm² CU/XLPE/LSF cable | m | 40 |  | 0
H |  |  |  |  | 0
J | From MCC-28.1-R7 to OU-03 ;2//(1x3Cx25mm²) CU/XLPE/SWA/LSF cable + 1Cx16mm² CU/XLPE/LSF cable | m | 105 |  | 0
J |  |  |  |  | 0
K | From MCC-28.1-R7 to AHU-05 ;1x4Cx16mm² CU/XLPE/SWA/LSF cable + 1Cx16mm² CU/XLPE/LSF cable | m | 30 |  | 0
K |  |  |  |  | 0
L | From MCC-28.1-R7 to E.U-04 ;1x4Cx16mm² CU/XLPE/SWA/LSF cable + 1Cx16mm² CU/XLPE/LSF cable | m | 80 |  | 0
L |  |  |  |  | 0
M | From MCC-28.1-R7 to EXH.F-02 ;1x2Cx16mm² CU/XLPE/SWA/LSF cable + 1Cx16mm² CU/XLPE/LSF cable | m | 105 |  | 0
M |  |  |  |  | 0
12 |  |  |  |  | 0
ELECTRICAL INSTALLATION (Cont'd)
A | From MCC-28.1-R7 to EXH.F-02 ;1x2Cx16mm² CU/XLPE/SWA/LSF cable + 1Cx16mm² CU/XLPE/LSF cable | m | 105 |  | 0
A |  |  |  |  | 0
B | From MCC-28.1-R7 to EXH.F-14 ;1x2Cx16mm² CU/XLPE/SWA/LSF cable + 1Cx16mm² CU/XLPE/LSF cable | m | 30 |  | 0
B |  |  |  |  | 0
C | From MCC-28.1-R7 to EXH.F-14 ;1x2Cx16mm² CU/XLPE/SWA/LSF cable + 1Cx16mm² CU/XLPE/LSF cable | m | 30 |  | 0
C |  |  |  |  | 0
D | From MCC-28.1-F1 to FAHU-03 ;1x4Cx16mm² CU/XLPE/SWA/LSF cable + 1Cx16mm² CU/XLPE/LSF cable | m | 15 |  | 0
D |  |  |  |  | 0
E | From MCC-28.1-F1 to ACU-06 ;2//(1x3Cx25)mm² CU/XLPE/SWA/LSF cable + 1Cx16mm² CU/XLPE/LSF cable | m | 15 |  | 0
E |  |  |  |  | 0
F | From MCC-28.1-F1 to E.U-03 ;1x4Cx25mm² CU/XLPE/SWA/LSF cable + 1Cx16mm² CU/XLPE/LSF cable | m | 15 |  | 0
F |  |  |  |  | 0
G | From MCC-28.1-F1 to AHU-03 ;1x4Cx16mm² CU/XLPE/SWA/LSF cable + 1Cx16mm² CU/XLPE/LSF cable | m | 15 |  | 0
G |  |  |  |  | 0
H | From MCC-28.1-F1 to ACU-07 ;1x4Cx50mm² CU/XLPE/SWA/LSF cable + 1Cx25mm² CU/XLPE/LSF cable | m | 15 |  | 0
H |  |  |  |  | 0
J | From MCC-28.1-F1 to AHU-04 ;1x4Cx25mm² CU/XLPE/SWA/LSF cable + 1Cx16mm² CU/XLPE/LSF cable | m | 15 |  | 0
J |  |  |  |  | 0
K | From MCC-28.1-F1 to ACU-04 ;1x4Cx150mm² CU/XLPE/SWA/LSF cable + 1Cx70mm² CU/XLPE/LSF cable | m | 15 |  | 0
K |  |  |  |  | 0
L | From MCC-28.1-F1 to EXH.F-01 ;1x2Cx16mm² CU/XLPE/SWA/LSF cable + 1Cx16mm² CU/XLPE/LSF cable | m | 60 |  | 0
L |  |  |  |  | 0
M | From MCC-28.1-F1 to EXH.F-06 ;1x2Cx16mm² CU/XLPE/SWA/LSF cable + 1Cx16mm² CU/XLPE/LSF cable | m | 60 |  | 0
M |  |  |  |  | 0
13 |  |  |  |  | 0
ELECTRICAL INSTALLATION (Cont'd)
A | From MCC-28.1-F1 to EXH.F-06 ;1x2Cx16mm² CU/XLPE/SWA/LSF cable + 1Cx16mm² CU/XLPE/LSF cable | m | 60 |  | 0
A |  |  |  |  | 0
B | From MCC-28.1-F1 to EXH.F-07 ;1x2Cx16mm² CU/XLPE/SWA/LSF cable + 1Cx16mm² CU/XLPE/LSF cable | m | 60 |  | 0
B |  |  |  |  | 0
C | From MCC-28.1-F1 to EXH.F-08 ;1x2Cx16mm² CU/XLPE/SWA/LSF cable + 1Cx16mm² CU/XLPE/LSF cable | m | 60 |  | 0
C |  |  |  |  | 0
D | From MCC-28.1-F1 to EXH.F-09 ;1x2Cx16mm² CU/XLPE/SWA/LSF cable + 1Cx16mm² CU/XLPE/LSF cable | m | 60 |  | 0
D |  |  |  |  | 0
E | From MCC-28.1-F1 to EXH.F-10 ;1x2Cx16mm² CU/XLPE/SWA/LSF cable + 1Cx16mm² CU/XLPE/LSF cable | m | 60 |  | 0
E |  |  |  |  | 0
F | From MCC-28.1-F1 to EXH.F-11 ;1x2Cx16mm² CU/XLPE/SWA/LSF cable + 1Cx16mm² CU/XLPE/LSF cable | m | 60 |  | 0
F |  |  |  |  | 0
G | From MCC-28.1-F1 to EXH.F-12 ;1x2Cx16mm² CU/XLPE/SWA/LSF cable + 1Cx16mm² CU/XLPE/LSF cable | m | 60 |  | 0
G |  |  |  |  | 0
H | From MCC-28.1-F1 to EXH.F-13 ;1x2Cx16mm² CU/XLPE/SWA/LSF cable + 1Cx16mm² CU/XLPE/LSF cable | m | 60 |  | 0
H |  |  |  |  | 0
J | From MCC-28.1-F1 to EXH.F-13 ;1x2Cx16mm² CU/XLPE/SWA/LSF cable + 1Cx16mm² CU/XLPE/LSF cable | m | 60 |  | 0
J |  |  |  |  | 0
K | From MCC-28.1-F2 to ACU-01 ;1x4Cx35mm² CU/XLPE/SWA/LSF cable + 1Cx16mm² CU/XLPE/LSF cable | m | 15 |  | 0
K |  |  |  |  | 0
L | From MCC-28.1-F2 to FAHU-01 ;1x4Cx16mm² CU/XLPE/SWA/LSF cable + 1Cx16mm² CU/XLPE/LSF cable | m | 15 |  | 0
L |  |  |  |  | 0
M | From MCC-28.1-F2 to FAHU-02 ;1x4Cx16mm² CU/XLPE/SWA/LSF cable + 1Cx16mm² CU/XLPE/LSF cable | m | 15 |  | 0
M |  |  |  |  | 0
14 |  |  |  |  | 0
ELECTRICAL INSTALLATION (Cont'd)
A | From MCC-28.1-F2 to ACU-05 ;1x4Cx185mm² CU/XLPE/SWA/LSF cable + 1Cx95mm² CU/XLPE/LSF cable | m | 15 |  | 0
A |  |  |  |  | 0
B | From MCC-28.1-F2 to E.U-01 ;1x4Cx16mm² CU/XLPE/SWA/LSF cable + 1Cx16mm² CU/XLPE/LSF cable | m | 15 |  | 0
B |  |  |  |  | 0
C | From MCC-28.1-F2 to E.U-02 ;1x4Cx16mm² CU/XLPE/SWA/LSF cable + 1Cx16mm² CU/XLPE/LSF cable | m | 15 |  | 0
C |  |  |  |  | 0
D | From MCC-28.1-F2 to OU-01 ;2//(1x3Cx16)mm² CU/XLPE/SWA/LSF cable + 1Cx16mm² CU/XLPE/LSF cable | m | 15 |  | 0
D |  |  |  |  | 0
E | From EMCC-28.1-R1 to SM.F-01 ;1x4Cx16mm² CU/XLPE/SWA/LSF cable + 1Cx16mm² CU/XLPE/LSF cable | m | 30 |  | 0
E |  |  |  |  | 0
F | From EMCC-28.1-R1 to SM.F-01 ;1x4Cx16mm² CU/XLPE/SWA/LSF cable + 1Cx16mm² CU/XLPE/LSF cable | m | 30 |  | 0
F |  |  |  |  | 0
G | From SMEDP-28.1-G1 to UPS-1; 3x1Cx35+2x1Cx35mm² CU/LSF-FLEXIBLE cable cable + 1Cx16mm² CU/LSF cable | m | 30 |  | 0
H | From UPS-1 to Standalone Bypass panel; 3x1Cx35+2x1Cx35mm² CU/LSF-FLEXIBLE cable + 1Cx16mm² CU/LSF cable | m | 5 |  | 0
H |  |  |  |  | 0
J | From SMEDP-28.1-G1 to UPS-2; 3x1Cx35+2x1Cx35mm² CU/LSF-FLEXIBLE cable cable + 1Cx16mm² CU/LSF cable | m | 30 |  | 0
K | From UPS-2 to Standalone Bypass panel; 3x1Cx35+2x1Cx35mm² CU/LSF-FLEXIBLE cable + 1Cx16mm² CU/LSF cable | m | 5 |  | 0
K |  |  |  |  | 0
L | From SMEDP-28.1-G2 to UPS-1; 3x1Cx35+2x1Cx35mm² CU/LSF-FLEXIBLE cable cable + 1Cx16mm² CU/LSF cable | m | 30 |  | 0
M | From UPS-1 to Standalone Bypass panel; 3x1Cx35+2x1Cx35mm² CU/LSF-FLEXIBLE cable + 1Cx16mm² CU/LSF cable | m | 5 |  | 0
M |  |  |  |  | 0
15 |  |  |  |  | 0
ELECTRICAL INSTALLATION (Cont'd)
A | From SMEDP-28.1-G2 to UPS-2; 3x1Cx35+2x1Cx35mm² CU/LSF-FLEXIBLE cable cable + 1Cx16mm² CU/LSF cable | m | 30 |  | 0
A
B | From UPS-2 to Standalone Bypass panel; 3x1Cx35+2x1Cx35mm² CU/LSF-FLEXIBLE cable + 1Cx16mm² CU/LSF cable | m | 5 |  | 0
A |  |  |  |  | 0
B | V22 General LV power |  |  |  | 0
A |  |  |  |  | 0
B | Power Installation |  |  |  | 0
A |  |  |  |  | 0
B | Power fittings including earth terminals, all other components, accessories and final connection (cable and point wiring measured separately) |  |  |  | 0
A |  |  |  |  | 0
C | Type SO1 | nr | 145 |  | 0
A |  |  |  |  | 0
D | Type SO4 | nr | 39 |  | 0
D |  |  |  |  | 0
E | Type SO5 | nr | 39 |  | 0
E |  |  |  |  | 0
F | Type SO6 | nr | 46 |  | 0
F |  |  |  |  | 0
G | Type SO9 | nr | 49 |  | 0
G |  |  |  |  | 0
H | Type SO10,16 A | nr | 33 |  | 0
H |  |  |  |  | 0
J | Type SO10,32 A | nr | 1 |  | 0
J |  |  |  |  | 0
K | Type SO11 | nr | 37 |  | 0
K |  |  |  |  | 0
L | Type SO12 | nr | 35 |  | 0
L |  |  |  |  | 0
M | Type SO13,13A | nr | 17 |  | 0
M |  |  |  |  | 0
N | Type SO13,45A | nr | 16 |  | 0
N |  |  |  |  | 0
P | Type SO14,20A | nr | 15 |  | 0
P |  |  |  |  | 0
Q | Type HD | nr | 26 |  | 0
Q |  |  |  |  | 0
R | Type FB4,32A | nr | 38 |  | 0
R |  |  |  |  | 0
16 |  |  |  |  | 0
ELECTRICAL INSTALLATION (Cont'd)
| Isolators |  |  |  | 0
0
| Isolators complete with mounting, insulation, enclosure and glands as specified in the Drawing and Specifications. |  |  |  | 0
0
A | Type IS02, 20A | nr | 17 |  | 0
A |  |  |  |  | 0
B | Type IS03, 20A | nr | 14 |  | 0
B |  |  |  |  | 0
C | Type IS05, 20A | nr | 46 |  | 0
C |  |  |  |  | 0
D | Type IS05, 40A | nr | 7 |  | 0
D |  |  |  |  | 0
E | Type IS05, 63A | nr | 12 |  | 0
E |  |  |  |  | 0
F | Type IS05, 80A | nr | 9 |  | 0
F |  |  |  |  | 0
G | Type IS05, 160A | nr | 1 |  | 0
G |  |  |  |  | 0
H | Type IS05, 200A | nr | 5 |  | 0
H |  |  |  |  | 0
J | Type IS06, 20A | nr | 3 |  | 0
J |  |  |  |  | 0
K | Type IS07, 20A | nr | 4 |  | 0
K |  |  |  |  | 0
L | Type IS011, 40A | nr | 5 |  | 0
L |  |  |  |  | 0
M | Type IS011, 30A | nr | 2 |  | 0
M |  |  |  |  | 0
N | Type IS011, 63A | nr | 8 |  | 0
N |  |  |  |  | 0
P | Type IS011, 250A | nr | 12 |  | 0
P |  |  |  |  | 0
Q | Type IS012, 40A | nr | 5 |  | 0
Q |  |  |  |  | 0
R | Type IS012, 63A | nr | 3 |  | 0
R |  |  |  |  | 0
17 |  |  |  |  | 0
ELECTRICAL INSTALLATION (Cont'd)
| Y60 Conduit and Cable Trunking |  |  |  | 0
| Y61 HV/LV Cables and Wiring |  |  |  | 0
0
| 450/750V, CU/LSF Wires and conduits including all conduit accessories between distribution board types and general power accessories as shown on Drawings and as specified |  |  |  | 0
0
A | (4x4+2x2.5 mm²) to SO1 | nr | 145 |  | 0
A |  |  |  |  | 0
B | (4x4+2x2.5 mm²) to SO4 | nr | 39 |  | 0
B |  |  |  |  | 0
C | (4x4+2x2.5 mm²) to SO5 | nr | 39 |  | 0
C |  |  |  |  | 0
D | (4x4+2x2.5 mm²) to SO6 | nr | 46 |  | 0
D |  |  |  |  | 0
E | 3(1x4 mm²) to SO9 | nr | 49 |  | 0
E |  |  |  |  | 0
F | 5(1x4 mm²) to SO10 | nr | 33 |  | 0
F |  |  |  |  | 0
G | 5(1x6 mm²) to SO10 | nr | 1 |  | 0
G |  |  |  |  | 0
H | 3(1x4 mm²) to SO11 | nr | 37 |  | 0
H |  |  |  |  | 0
J | 3(1x4 mm²) to SO12 | nr | 35 |  | 0
J |  |  |  |  | 0
K | 3(1x4 mm²) to SO13, 13A | nr | 17 |  | 0
K |  |  |  |  | 0
L | 3(1x6mm²) to SO13, 45A | nr | 16 |  | 0
L |  |  |  |  | 0
M | 3(1x4 mm²) to SO14, 20A | nr | 15 |  | 0
M |  |  |  |  | 0
N | 3(1x4 mm²) to hand dryer outlet, including 20A DPS and 45A flex outlet | nr | 26 |  | 0
N |  |  |  |  | 0
P | 3(1x6 mm²) to FB4 , 32A | nr | 38 |  | 0
P |  |  |  |  | 0
Q | 3(1x4 mm²) to Type IS02, 20A | nr | 17 |  | 0
Q |  |  |  |  | 0
R | 5(1x4 mm²) toType IS05, 20A | nr | 46 |  | 0
R |  |  |  |  | 0
S | 5(1x10 mm²) toType IS05, 40A | nr | 7 |  | 0
S |  |  |  |  | 0
T | 3(1x4 mm²) to Type IS05, 63A | nr | 12 |  | 0
T |  |  |  |  | 0
U | 3(1x4 mm²) to Type IS07, 20A | nr | 4 |  | 0
U |  |  |  |  | 0
18 |  |  |  |  | 0
ELECTRICAL INSTALLATION (Cont'd)
| V32 Uninterruptable Power Supply |  |  |  | 0
0
| UPS System |  |  |  | 0
0
A | 60KVA, 415/415V, 8 minutes, Parallel Redundant UPS system with common stand-alone bypass panel, Free Maintenance Valve regulated lead acid sealed batteries in Compact Stands, etc. and all other accessories as per Drawings and Specifications. | nr | 2 |  | 0
A |  |  |  |  | 0
A | V21 General lighting |  |  |  | 0
A | Y73 Luminaires and lamps |  |  |  | 0
A |  |  |  |  | 0
A | Lighting Installations |  |  |  | 0
A |  |  |  |  | 0
A | Ceiling/suspended or wall mounted light fittings as scheduled on drawings, including diffusers, lamp and lamp holders, ceiling roses, final connections and all other components and accessories as per Specifications. |  |  |  | 0
A |  |  |  |  | 0
B | Type F1 | nr | 191 |  | 0
B |  |  |  |  | 0
C | Type F5 | nr | 5 |  | 0
C |  |  |  |  | 0
D | Type F6 | nr | 1 |  | 0
D |  |  |  |  | 0
E | Type F7 | nr | 249 |  | 0
E |  |  |  |  | 0
F | Type F19 | nr | 14 |  | 0
F |  |  |  |  | 0
G | Type B2 | nr | 24 |  | 0
G |  |  |  |  | 0
H | Type FF1 | nr | 116 |  | 0
H |  |  |  |  | 0
J | Type FF2 | nr | 141 |  | 0
J |  |  |  |  | 0
J | Ceiling or Wall Mounted Light Fittings |  |  |  | 0
J |  |  |  |  | 0
K | Type FF3 | nr | 76 |  | 0
K |  |  |  |  | 0
L | Type FF5 | nr | 72 |  | 0
L |  |  |  |  | 0
M | Type FF14 | nr | 863 |  | 0
M |  |  |  |  | 0
N | Type M5 | nr | 6 |  | 0
N |  |  |  |  | 0
P | Type H1 | nr | 174 |  | 0
P |  |  |  |  | 0
19 |  |  |  |  | 0
ELECTRICAL INSTALLATION (Cont'd)
| V40 Emergency Lighting |  |  |  | 0
0
| Lighting Installations |  |  |  | 0
0
| Ceiling or wall mounted light fittings as scheduled on Drawings, including diffusers, lamp and lamp holders, ceiling roses, final connections and all other components and accessories as per Specifications. |  |  |  | 0
0
A | Wall mounted exit sign | nr | 42 |  | 0
A |  |  |  |  | 0
B | Type L1 | nr | 49 |  | 0
B |  |  |  |  | 0
C | Type L2 | nr | 188 |  | 0
C |  |  |  |  | 0
C | Wall mounted Lighting Switches including boxes, grids, flush mounted plate and all other components, accessories and final connections.(cable and point wiring measured separately) |  |  |  | 0
C |  |  |  |  | 0
D | Type S1 | nr | 4 |  | 0
D |  |  |  |  | 0
E | Type S3 | nr | 2 |  | 0
E |  |  |  |  | 0
F | Type S8 | nr | 21 |  | 0
F |  |  |  |  | 0
G | Type S10 | nr | 10 |  | 0
G |  |  |  |  | 0
H | Type PB1 | nr | 10 |  | 0
H |  |  |  |  | 0
H | Y60 Conduit and Cable Trunking |  |  |  | 0
H | Y61 HV/LV Cables and Wiring |  |  |  | 0
H |  |  |  |  | 0
H | 450/750V, CU/LSF Wires and conduits including all conduit accessories between distribution board types, lighting points and switches as shown on Drawings and as specified |  |  |  | 0
H |  |  |  |  | 0
J | 3(1x2.5 mm²) to lighting point | nr | 2211 |  | 0
J |  |  |  |  | 0
K | 3(1x2.5 mm²) to lighting switches | nr | 47 |  | 0
K |  |  |  |  | 0
20 |  |  |  |  | 0
ELECTRICAL INSTALLATION (Cont'd)
| Y74 Accessories for Electrical Services |  |  |  | 0
0
| Lighting Control System |  |  |  | 0
0
| lighting control panels including impulse relay, push buttons, enclosure, wiring, boxes, grids, flush mounted plates and all other components, accessories and final connections as specified in Specifications and Drawings. |  |  |  | 0
0
A | LCP-28.1-1-G | nr | 1 |  | 0
A |  |  |  |  | 0
B | LCP-28.1-1-KG | nr | 1 |  | 0
B |  |  |  |  | 0
C | LCP-28.1-F | nr | 1 |  | 0
C |  |  |  |  | 0
D | LCP-28.1-1-KF | nr | 1 |  | 0
D |  |  |  |  | 0
D | Y80 Earthing and Bonding Components |  |  |  | 0
D |  |  |  |  | 0
D | Power Earthing System |  |  |  | 0
D |  |  |  |  | 0
E | For power network including main earthing networks equipotential bars, cables, taps, bonding, pits, boxes, clamps, rods, covers, cadwelds, exothermic connections, etc. and all necessary earthing accessories, To verify earthing resistance according to the Specification. | Item | 1 |  | 0
E |  |  |  |  | 0
E | Clean Earthing System |  |  |  | 0
E |  |  |  |  | 0
F | For clean earthing system including main earthing networks equipotential bars, cables, taps, bonding, pits, boxes, clamps, rods, covers, cadwelds, exothermic connections, etc., To verify earthing resistance according to the Specification. | Item | 1 |  | 0
F |  |  |  |  | 0
F | Lightning Protection System |  |  |  | 0
F |  |  |  |  | 0
G | Lightning protection system according to BS EN-62305 and Specifications . | Item | 1 |  | 0
G |  |  |  |  | 0
0
0
0
0
0
21 |  |  |  |  | 0
ELECTRICAL INSTALLATION (Cont'd)
| Sundries |  |  |  | 0
A | Allow for making the positions of all holes, mortises, chases and similar. | Item | 1 |  | 0
A |  |  |  |  | 0
B | Allow for painting, plates discs and labels etc. for the identification of plant equipment appliances, pipes, valves and similar. | Item | 1 |  | 0
B |  |  |  |  | 0
C | Allow for providing spare parts and tools as required by Specifications. | Item | 1 |  | 0
C |  |  |  |  | 0
D | Allow for providing manuals, catalogues, drawings and samples. | Item | 1 |  | 0
D |  |  |  |  | 0
E | Allow for providing as built record drawings. | Item | 1 |  | 0
E |  |  |  |  | 0
F | Allow for providing shop and working drawings. | Item | 1 |  | 0
F |  |  |  |  | 0
G | Allow for testing and commissioning and preparation of report and approval. | Item | 1 |  | 0
G |  |  |  |  | 0
H | Allow for all builder's work associated. | Item | 1 |  | 0
H |  |  |  |  | 0
H |  |  |  |  | 0
H |  |  |  |  | 0
H |  |  |  |  | 0
H |  |  |  |  | 0
H |  |  |  |  | 0
H |  |  |  |  | 0
H |  |  |  |  | 0
H |  |  |  |  | 0
H |  |  |  |  | 0
H |  |  |  |  | 0
H |  |  |  |  | 0
H |  |  |  |  | 0
H |  |  |  |  | 0
H |  |  |  |  | 0
H |  |  |  |  | 0
H |  |  |  |  | 0
0
0
0
0
0
22 |  |  |  |  | 0
ELECTRICAL INSTALLATION (Cont'd)
| Addition/ Omissions/ New Items if any to be inserted here by the Contractor |  |  |  | 0
0
| Contractor to individually Specify and Itemise: |  |  |  | 0
0
A |  |  |  |  | 0
0
B |  |  |  |  | 0
0
C |  |  |  |  | 0
0
D |  |  |  |  | 0
0
E |  |  |  |  | 0
0
F |  |  |  |  | 0
0
0
0
0
0
0
0
0
0
23 |  |  |  |  | 0
V - ELECTRICAL INSTALLATION
COLLECTION
| Total Page V/1 |  |  |  | 0
| Total Page V/2 |  |  |  | 0
| Total Page V/3 |  |  |  | 0
| Total Page V/4 |  |  |  | 0
| Total Page V/5 |  |  |  | 0
| Total Page V/6 |  |  |  | 0
| Total Page V/7 |  |  |  | 0
| Total Page V/8 |  |  |  | 0
| Total Page V/9 |  |  |  | 0
| Total Page V/10 |  |  |  | 0
| Total Page V/11 |  |  |  | 0
| Total Page V/12 |  |  |  | 0
| Total Page V/13 |  |  |  | 0
| Total Page V/14 |  |  |  | 0
| Total Page V/15 |  |  |  | 0
| Total Page V/16 |  |  |  | 0
| Total Page V/17 |  |  |  | 0
| Total Page V/18 |  |  |  | 0
| Total Page V/19 |  |  |  | 0
| Total Page V/20 |  |  |  | 0
| Total Page V/21 |  |  |  | 0
| Total Page V/22 |  |  |  | 0
| Total Page V/23 |  |  |  | 0
TOTAL OF SECTION V - ELECTRICAL INSTALLATIONS CARRIED TO SUMMARY |  |  |  |  | 0

## W - Sec & Com
28.1 NCO, JUNIORS & SOLDIERS MESS
Item | Description | Unit | Quantity | Rate | Amount
SECTION W
COMMUNICATION/ SECURITY/ CONTROL SYSTEM
W12 Public address/Sound amplification
PUBLIC ADDRESS AND GENERAL ALARM SYSTEM
Cables & Conduits
Cables including conduits with all conduit accessories, cable glands, termination and connections, laying, jointing, etc as specified.
A | Ceiling mounted loudspeaker 3/6 watt | nr | 263
A
B | Ditto, but weather proof | nr | 18
B
C | Pendant speaker 12 watt | nr | 14
C
D | Outdoor Horn speaker (50 Watt) | nr | 2
D
E | Access Panel/Paging Station | nr | 2
E
F | Interfacing PA/GA rack with the two main PA/GA racks, including all required accessories to have full communication and interface between PA/GA rack and related PA/GA panels..(All relevant fiber optic cables are included in infrastructure BOQ) | Item | 1
F
F | Fittings and accessories
F
G | Ceiling mounted loudspeaker 3/6 watt | nr | 263
G
H | Ditto, but weather proof | nr | 18
H
J | Pendant speaker 12 watt | nr | 14
J
K | Outdoor Horn speaker (50 Watt) | nr | 2
K
L | Access Panel/Paging station | nr | 2
L
L | Equipment and Control Gear
L
L | Equipment including all necessary accessories cables, ducts, conduits and final connection as specified.
L
M | Central Processing Unit with the required hardware / software to program, monitor, control and exchange data of PAGA system including Digital Message Player / Recorder | nr | 1
M
N | Input output Unit | nr | 1
N
P | Networked audio amplifier chassis including amplification modules as per drawings | nr | 1
Page W/1 total carried to Section W Collection
COMMUNICATION/ SECURITY/ CONTROL SYSTEM (Cont'd)
A | Networked Digital Audio Processor | nr | 1
A
B | System in-rack test and monitor panel | nr | 1
B
C | CD / DVD Player | nr | 1
C
D | Access Ethernet Switch including the following: -24 x 10/100/1000 Base-TX - 6 x 10G Base-LR - 2 x Power Supply (Main and Redundant) | nr | 1
D
E | Interfacing PA/GA RACK with the two main PA/GA racks, including all required accessories (Hardware and software) to have full communication and interface between PA/GA rack and related PA/GA panels. (All relevant fiber optic cables are included in infrastructure BOQ) | Item | 1
E
F | 19" PA/GA rack (42U) (800mmx800mm) including Power Supplies, Power Distribution Units, Cable Organizers, Fans, Fiber and Copper Patch Panels, Fiber and Copper Patch Cords and All the Standard Accessories | Item | 1
F
F | IP CLOSED CIRCUIT TV SYSTEM (IP CCTV)
F
F | Cables & Conduits
F
F | Cables including conduits with all conduit accessories, cable glands, termination and connections, laying, jointing, etc as specified.
F
G | Outdoor fixed IP CCTV camera | nr | 9
G
H | Indoor fixed IP CCTV camera | nr | 3
H
J | Indoor fixed dome IP CCTV camera | nr | 8
J
K | Indoor fixed dome IP CCTV camera (provision) | nr | 4
K
K | Fittings and accessories
K
L | Outdoor fixed IP CCTV camera | nr | 9
L
M | Indoor fixed IP CCTV camera | nr | 3
M
N | Indoor fixed dome IP CCTV camera | nr | 8
N
P | Indoor fixed dome IP CCTV camera (provision) | nr | 4 |  | Deleted
P
P
P
P
Page W/2 total carried to Section W Collection
COMMUNICATION/ SECURITY/ CONTROL SYSTEM (Cont'd)
IPTV system
Equipment and control gear
Equipment including all necessary accessories cables, ducts, conduits, batteries and final connection as specified.
A | Set top box | nr | 2
A
A | W30 Data transmission
A
A | Telecommunication
A
A | QECS Network
A
A | Cables & Conduits
A
A | Cables including conduits with all conduit accessories, cable glands, termination and connections, laying, jointing, etc. as specified.
A
B | RJ45 CAT6A F/UTP outlets for secured data connected to the QESC network | nr | 9
B
C | RJ45 CAT6A F/UTP outlets for unsecured data connected to the QESC network | nr | 59
C
D | RJ45 CAT6A F/UTP outlets for voice connected to the QESC network | nr | 66
D
E | RJ45 CAT6A F/UTP outlets for wall mounted voice connected to the QESC network | nr | 18
E
F | RJ45 CAT6A F/UTP outlets for wall mounted explosion proof voice connected to the QESC network | nr | 2
F
G | RJ45 CAT6A F/UTP outlet for Wi-Fi access point connected to the QESC network | nr | 56
G
H | Ditto, but weather proof | nr | 4
H
J | RJ45 CAT6A F/UTP outlet for DECT system connected to the QESC network | nr | 12
J
J
K | No. Of (4) RJ45 CAT6A F/UTP outlets for voice , (2) RJ45 CAT6A F/UTP outlets for unsecured data , (2) RJ45 CAT6A F/UTP outlets for secured data at the Same floor box of electric power outlet connected to the QESC network | nr | 2
Page W/3 total carried to Section W Collection
COMMUNICATION/ SECURITY/ CONTROL SYSTEM (Cont'd)
A | Single mode fiber optic cable 6 core | m | 675
A
B | 25 pair CAT5 telephone cable | m | 150
B
C | Hot dip galvanized steel cable trunk with cover, ceiling suspended above the false ceiling if exist for QESC network. | Item | 1
C
D | Connection from building tie-in location to the main QESC room as per building and infrastructure drawings. | Item | 1
D
D | Fittings and Accessories
D
E | RJ45 CAT6A F/UTP outlets for secured data connected to the QESC network | nr | 9
E
F | RJ45 CAT6A F/UTP outlets for unsecured data connected to the QESC network | nr | 59
F
G | RJ45 CAT6A F/UTP outlets for voice connected to the QESC network | nr | 66
G
H | RJ45 CAT6A F/UTP outlets for wall mounted voice connected to the QESC network | nr | 18
H
J | RJ45 CAT6A F/UTP outlets for wall mounted explosion proof voice connected to the QESC network | nr | 2
J
K | RJ45 CAT6A F/UTP outlet for Wi-Fi access point connected to the QESC network | nr | 56
K
L | Ditto, but weather proof | nr | 4
L
M | RJ45 CAT6A F/UTP outlet for DECT system connected to the QESC network | nr | 12
M
N | No Of. (4) RJ45 CAT6A F/UTP outlets for voice , (2) RJ45 CAT6A F/UTP outlets for unsecured data , (2) RJ45 CAT6A F/UTP outlets for secured data at the Same floor box of electric power outlet connected to the QESC network | nr | 2
N
N | Equipment and Control Gear
N
N | Equipment including all necessary accessories cables, ducts, conduits and final connection as specified.
N
P | Patch cord F/UTP Cat 6A, 1m for rack patching | nr | 480
P
Q | Patch cord F/UTP Cat 6A, 3m for work area | nr | 206
Q
R | Patch panel Shielded Cat 6A, 24 port for QESC network. | nr | 20
R
S | Patch cord fiber optic duplex 3m LC type | nr | 28
Page W/4 total carried to Section W Collection
COMMUNICATION/ SECURITY/ CONTROL SYSTEM (Cont'd)
A | Patch panel fiber optic 48 core single mode LC type (loaded) for QESC network. | nr | 5
A
B | Patch panel fiber optic 12 core single mode LC type (loaded) for QESC network. | nr | 8
B
C | Voice Patch Panel (VPP) 25 pairs c/w interconnection cables and accessories | nr | 3
C
D | Voice Patch Panel (VPP) 100 pairs c/w interconnection cables and accessories | nr | 1
D
E | 19" secured data communication rack (42U) (800mmx800mm) for QESC network. | nr | 2
E
F | 19" unsecured data communication rack (42U) (800mmx800mm) for QESC network. | nr | 4
F
G | 19" voice communication rack (42U) (800mmx800mm) for QESC network. | nr | 4
G
G | QENFB Network
G
G | Cables & Conduits
G
G | Cables including conduits with all conduit accessories, cable glands, termination and connections, laying, jointing, etc. as specified.
G
H | RJ45 CAT6A F/UTP outlet for BMS connected to facility network | nr | 8
H
J | RJ45 CAT6A F/UTP outlet for IP TV connected to facility network | nr | 2
J
K | RJ45 CAT6A F/UTP outlet for IP CCTV camera connected to security network | nr | 48
K
L | RJ45 CAT6A F/UTP outlet for Integration connected to facility network | nr | 2
L
M | RJ45 CAT6A F/UTP outlet for IP door controller connected to security network | nr | 8
M
N | Single mode fiber optic cable 6 core | m | 264
N
P | Hot dip galvanized steel two compartment cable trunk with cover, ceiling suspended above the false ceiling if exist for ELV and QENFB network. | Item | 1
P
Q | Connection from building tie-in location to the main QENFB room as per building and infrastructure drawings. | Item | 1
Page W/5 total carried to Section W Collection
COMMUNICATION/ SECURITY/ CONTROL SYSTEM (Cont'd)
Fittings and Accessories
A | RJ45 CAT6A F/UTP outlet for BMS connected to facility network | nr | 8
A
B | RJ45 CAT6A F/UTP outlet for IP TV connected to facility network | nr | 2
B
C | RJ45 CAT6A F/UTP outlet for IP CCTV camera connected to security network | nr | 48
C
D | RJ45 CAT6A F/UTP outlet for Integration connected to facility network | nr | 2
D
E | RJ45 CAT6A F/UTP outlet for IP door controller connected to security network | nr | 8
E
E | Equipment and Control Gear
E
E | Equipment including all necessary accessories cables, ducts, conduits and final connection as specified.
E
F | Patch cord F/UTP Cat 6A, 1m for rack patching | nr | 192
F
G | Patch cord F/UTP Cat 6A, 3m for work area | nr | 39
G
H | Patch panel Shielded Cat 6A, 24 port for QENFB network. | nr | 8
H
J | Patch cord fiber optic duplex 3m LC type | nr | 16
J
K | 19" Facility data communication rack (42U) (800mmx800mm) for QENFB network. | nr | 4
K
L | 19" Security data communication rack (42U) (800mmx800mm) for QENFB network. | nr | 4
L
L | Active Component
L
M | Access switch for QENFB network facility data includes the following: -24X10/100/1000 BASE-T (POE+) -2X10G BASE-LR | nr | 4
M
N | Aggregation switch for QENFB network facility data includes the following: - 7X10G BASE-LR | nr | 2
N
N
N
N
Page W/6 total carried to Section W Collection
COMMUNICATION/ SECURITY/ CONTROL SYSTEM (Cont'd)
A | Access switch for QENFB network security data includes the following: -24X10/100/1000 BASE-T (POE+) -2X10G BASE-LR | nr | 4
A
B | Aggregation switch for QENFB network security data includes the following: - 7X10G BASE-LR | nr | 2
B | W40 Access Control
B
B | ACCESS CONTROL SYSTEM
B
B | Cables & Conduits
B
B | Cables including conduits with all conduit accessories, cable glands, termination and connections, laying, jointing, etc. as specified.
B
C | Proximity card reader indoor | nr | 46
C
D | Proximity card reader outdoor | nr | 2
D
E | Request to exit button | nr | 42
E
F | Explosion proof request to exit button | nr | 2
F
G | Magnetic door lock | nr | 82
G
H | Door sensor | nr | 100
H
J | Break glass | nr | 62
J
K | Explosion proof break glass | nr | 2
K
L | Outdoor break glass | nr | 2
L
M | Security buzzer | nr | 20
M
N | connection between door controllers located inside same room | Item | 13
N
N | Fittings and Accessories
N
P | Proximity card reader indoor | nr | 46
P
Q | Proximity card reader out door | nr | 2
Q
R | Request to exit button | nr | 42
R
S | Explosion proof request to exit button | nr | 2
S
T | Magnetic door lock | nr | 82
T
Page W/7 total carried to Section W Collection
COMMUNICATION/ SECURITY/ CONTROL SYSTEM (Cont'd)
A | Door sensor | nr | 100
A
B | Break glass | nr | 62
B
C | Explosion proof break glass | nr | 2
C
D | Outdoor break glass | nr | 2
D
E | Security buzzer | nr | 20
E
E | Equipment and Control Gear
E
E | Equipment including all necessary accessories cables, ducts, conduits and final connection as specified.
E
F | Door controller including relays I/O Board complete with Battery, power supply and all necessary accessories,it controls not less than 4 doors. | nr | 14
F
F | W50 Fire detection and alarm
F
F | FIRE ALARM SYSTEM
F
F | Cables & Conduits
F
F | 2C+1.5mm² fire rated cables including conduits with all conduit accessories, draw wire, cable glands, termination and connections, laying, jointing, etc. as specified.
G | Intelligent addressable multi sensor detector | nr | 284
G
H | Intelligent addressable multi sensor detector above false ceiling | nr | 232
H
J | Explosion proof multi sensor detector | nr | 2
J
K | Intelligent addressable multi sensor detector complete with remote LED | nr | 39
K
L | Addressable fixed heat detector | nr | 18
L
M | Monitor module | nr | 16
M
N | Monitor control pressure switch | nr | 1 |  | Deleted
N
P | Monitor control tamper switch | nr | 5 |  | Deleted
P
Q | Monitor control flow switch | nr | 4 |  | Deleted
Q
R | Ditto, but weather proof | nr | 34
R
S | Addressable manual station | nr | 23
S
T | Ditto, but weather proof | nr | 3
T
Page W/8 total carried to Section W Collection
COMMUNICATION/ SECURITY/ CONTROL SYSTEM (Cont'd)
A | Zone monitor module | nr | 2
A
B | Intrinsically safe barrier | nr | 2
B
C | Control module | nr | 46
C
D | Ditto, but weather proof | nr | 18
D
E | Interfacing the fire alarm control panel with the related fire alarm control panels of other buildings including all required accessories (Hardware and software) to have full communication and interface between FACP and related FACP's. (All relevant fiber optic cables are included in infrastructure BOQ) | item | 1
E
E | 2C+2.5mm² fire rated cables drawn in and including concealed conduits and trunking or clipped to wall as specified including glands and termination.
E
F | Hydrogen gas detector | nr | 2
F
G | Signal control module | nr | 15
G
H | Zone monitor module | nr | 2
H
J | Projected beam detector c/w transmitter, receiver and interface with fire alarm system. | nr | 1
K | Telephone control module | nr | 2
K
L | Strobe light | nr | 24
L
M | Ditto, but weather proof | nr | 16
M
N | Alarm Siren | nr | 24
N
P | Ditto, but weather proof | nr | 10
P
Q | Fire fighter telephone | nr | 2
Q
R | Intrinsically safe barrier | nr | 2
R
S | Mimic Panel complete with led driver | nr | 2
S
S | Fittings and accessories
S
T | Intelligent addressable multi sensor detector | nr | 284
T
U | Intelligent addressable multi sensor detector above false ceiling | nr | 232
U
V | Explosion proof multi sensor detector | nr | 2
V
W | Intelligent addressable multi sensor detector complete with remote LED | nr | 39
W
Page W/9 total carried to Section W Collection
COMMUNICATION/ SECURITY/ CONTROL SYSTEM (Cont'd)
A | Addressable fixed heat detector | nr | 18
A
B | Monitor module | nr | 16
B
C | Monitor control pressure switch | nr | 1 |  | Deleted
C
D | Monitor control tamper switch | nr | 5 |  | Deleted
D
E | Monitor control flow switch | nr | 4 |  | Deleted
E
F | Ditto, but weather proof | nr | 34
F
G | Addressable manual station | nr | 23
G
H | Ditto, but weather proof | nr | 3
H
J | Zone monitor module | nr | 2
J
K | Intrinsically safe barrier | nr | 2
K
L | Control module | nr | 46
L
M | Ditto, but weather proof | nr | 18
M
N | Hydrogen gas detector | nr | 2
N
P | Signal control module | nr | 15
P
Q | Projected beam detector c/w transmitter, receiver and interface with fire alarm system. | nr | 1
R | Telephone control module | nr | 2
R
S | Strobe light | nr | 24
S
T | Ditto, but weather proof | nr | 16
T
U | Alarm Siren | nr | 24
U
V | Ditto, but weather proof | nr | 10
V
W | Fire fighter telephone | nr | 2
W
X | Intrinsically safe barrier | nr | 2
X
X
X
X
X
Page W/10 total carried to Section W Collection
COMMUNICATION/ SECURITY/ CONTROL SYSTEM (Cont'd)
Equipment and control gear
Equipment including all necessary accessories cables, ducts, conduits, batteries and final connection as specified.
A | Satellite fire alarm control panel (8 loops + 1 spear loop) | nr | 1
A
B | Repeater panel. | nr | 2
B
C | Auto Dialler | nr | 1
C
D | IP Gateway | nr | 1
D
E | Mimic Panel complete with led driver | nr | 2
E
E | W62 Building Automation
E
E | BUILDING MANAGEMENT SYSTEM
E
E | Cables & Conduits
E
E | Cables including conduits with all conduit accessories, cable glands, termination and connections, laying, jointing, etc., as specified.
E
F | Communications devices (gateways, routers, modems, switches, protocole converters, signal repeaters, fiber optics patch panels, servers, workstations) | Item | 1
F
G | Direct digital controllers (DDC) and local control panel to cover all required ELV & MEP Systems as per input/output points schedules in next stage. | Item | 1
G
G | Fittings and accessories
G
H | Communications devices (gateways, routers, modems, switches, protocole converters, signal repeaters, fiber optics patch panels, servers, workstations) | Item | 1
H
J | Direct digital controllers (DDC) and local control panel to cover all required ELV & MEP Systems as per input/output points schedules in next stage. | Item | 1
J
J
J
J
J
J
J
Page W/11 total carried to Section W Collection
COMMUNICATION/ SECURITY/ CONTROL SYSTEM (Cont'd)
SUNDRIES
A | Allow for making the positions of all holes, mortises, chases and similar | Item | 1
A
B | Allow for painting, plates discs and labels etc. for the identification of plant equipment appliances, pipes, valves and similar | Item | 1
B
C | Allow for providing spare parts and tools as required by specifications | Item | 1
C
D | Allow for providing manuals, catalogues, drawings and samples | Item | 1
D
E | Allow for providing as built record drawings | Item | 1
E
F | Allow for providing shop and working drawings | Item | 1
F
G | Allow for testing and commissioning and preparation of report and approval | Item | 1
G
H | Allow for all builder's work associated | Item | 1
H
H
H
H
H
H
H
H
H
12
COMMUNICATION/ SECURITY/ CONTROL SYSTEM (Cont'd)
Addition/ Omissions/ New Items if any to be inserted here by the Contractor
Contractor to individually Specify and Itemise:
A
B
C
D
E
13
W - COMMUNICATION/ SECURITY/ CONTROL SYSTEM
COLLECTION
Total Page W/1
Total Page W/2
Total Page W/3
Total Page W/4
Total Page W/5
Total Page W/6
Total Page W/7
Total Page W/8
Total Page W/9
Total Page W/10
Total Page W/11
Total Page W/12
Total Page W/13
TOTAL OF SECTION W - COMMUNICATION/ SECURITY/ CONTROL SYSTEM CARRIED TO SUMMARY

## X - TRANSPORT
28.1 NCO, JUNIORS & SOLDIERS MESS
Item | Description | Unit | Quantity | Rate | Amount
SECTION X
TRANSPORT SYSTEM
X10 Lifts
Electric elevator from an approved manufacturer, installed complete in accordance with manufacturer's instruction including frames, all interior works, finishes, doors, all controls, control panels and final connections as specified and shown in the drawings.
A | Passenger lift; 1600kg capacity, 2 stops; 1m/s speed with one side opening | nr | 4 |  | 0
A |  |  |  |  | 0
B | Service lift; 2000kg capacity, 2 stops; 1m/s speed with one side opening | nr | 2 |  | 0
0
0
0
0
0
0
0
0
0
0
0
0
0
0
0
Page X/1 Total Carried To Section X Collection |  |  |  |  | 0
TRANSPORT SYSTEM (CONT'D)
SUNDRIES
A | Allow for making the positions of all holes, mortises, chases and the like | Item | 1 |  | 0
A |  |  |  |  | 0
B | Allow for providing spare parts and tools as required by specifications | Item | 1 |  | 0
B |  |  |  |  | 0
C | Allow for providing manuals, catalogues, drawings and samples | Item | 1 |  | 0
C |  |  |  |  | 0
D | Allow for providing as built record drawings | Item | 1 |  | 0
D |  |  |  |  | 0
E | Allow for providing shop and working drawings | Item | 1 |  | 0
E |  |  |  |  | 0
F | Allow for testing and commissioning and preparation of report and approval | Item | 1 |  | 0
F |  |  |  |  | 0
G | Allow for all builder's work associated | Item | 1 |  | 0
0
Page X/2 Total Carried To Section X Collection |  |  |  |  | 0
TRANSPORT SYSTEM (CONT'D)
Addition/ Omissions/ New Items if any to be inserted here by the Contractor
Contractor to individually Specify and Itemise:
A
B
C
D
E
F
Page X/3 total carried to Section X Collection |  |  |  |  | 0
X-TRANSPORT SYSTEM
COLLECTION
| Total Page X/1 |  |  |  | 0
| Total Page X/2 |  |  |  | 0
| Total Page X/3 |  |  |  | 0
TOTAL OF SECTION X - TRANSPORT SYSTEM CARRIED TO SUMMARY |  |  |  |  | 0
0
0
0